{"text_format":"3","workbook":"xls","n_sheets":12,"sheets":["40万全校大型仪器","其中地学院大型仪器","其中石工学院大型仪器","其中化工学院大型仪器","其中机械学院大型仪器","其中信息学院大型仪器","其中理学院大型仪器","其中采收率大型仪器","其中新能源大型仪器","其中非常规大型仪器","其中能源战略大型仪器","其中海工研究院大型仪器"],"read":"whole","date_system":"1900","formulas":"cached_only"}

{"sheet":"40万全校大型仪器","index":0,"n_rows":265,"n_cols":45,"rows_kept":265,"flags":["formulas_cached_only"]}
["仪器编号","仪器名称","型号","规格","单价","领用人","存放地点","2016年使用机时","所属学院","学科专业","经手人","财务凭单","输入日期","入库时间","变动日期","单据号","备注","设备号","科研号","资产类别","存放地编号","国标分类号","国标分类名","分类号","使用单位号","附件总价","附件数量","保修期限","国别","国别码","财审核日期","财务审核人","初审","初审人","初审日期","人员编号","厂家","出厂日期","购置日期","现状","存放地名称","经费科目","使用方向","设备来源","领用单位号"]
["1619887N","SAS统计分析软件","SAS v9.4","V9.4 5年许可",450000,"刘明明",{"$error":"#N/A"},null,"中国能源战略研究院","中国能源战略研究院","商学院","","2016-12-26","2016-12-26","1900-01-02","16004457","2016Z3729/软件","","","02","","2010903","应用软件","05715500","0702",0,0,"2017-09-28","中国","156","1900-01-02","","0","","1900-01-02","2014880026","上海卡贝信息技术有限公司","2016-09-22","2016-09-22","1","主楼1318","1","1","1","0702"]
["1631220N","颗粒分析拉曼光谱仪","LabRAM HR Evolution","LabRAM HR Evolution",1442000,"孙晖",{"$error":"#N/A"},null,"新能源研究院","新能源研究院","新能源","","2016-12-27","2016-12-28","1900-01-02","16006786","2016C1184","","","02","","2400601","分析天平及专用天平","03060118","80",0,0,"2017-08-31","中国","156","1900-01-02","","0","","1900-01-02","2013880072","HORIBA","2016-05-01","2016-08-31","1","沙河","2","2","1","80"]
["1631202N","同步热分析仪","TGA/DSC 3+","TGA/DSC 3+",486798.17,"李然家",{"$error":"#N/A"},null,"新能源研究院","新能源研究院","新能源","","2016-12-27","2016-12-28","1900-01-02","16006778","2016C1181","","","02","","2400403","热学式分析仪器","03030226","80",0,0,"2017-12-27","瑞士","756","1900-01-02","","0","","1900-01-02","1813","梅特勒-托利多国际贸易（上海）有限公司","2016-12-27","2016-12-27","1","化工楼A座204","2","2","1","80"]
["1617106N","气相色谱质谱联用仪","5977A","台",570000,"李江",{"$error":"#N/A"},null,"新能源研究院","新能源研究院","新能源","","2016-07-08","2016-07-08","1900-01-02","16003750","2016Z1916","","","02","","2400408","色谱仪","03030706","80",0,0,"2017-07-08","美国","840","1900-01-02","","0","","1900-01-02","2014880017","安捷伦技术科技有限公司","2016-06-12","2016-06-12","1","沙河实验室210","2","2","1","80"]
["1617105N","气相色谱质谱联用仪","5977A","台",580000,"李江",{"$error":"#N/A"},null,"新能源研究院","新能源研究院","新能源","","2016-07-08","2016-07-08","1900-01-02","16003749","2016Z1915","","","02","","2400408","色谱仪","03030706","80",0,0,"2019-07-01","美国","840","1900-01-02","","0","","1900-01-02","2014880017","安捷伦技术科技有限公司","2016-06-12","2016-06-12","1","沙河实验室204","2","2","1","80"]
["1613774N","扫描探针显微镜","Dimension ICON","Dimension ICON",1273186.79,"徐泉",{"$error":"#N/A"},null,"新能源研究院","新能源研究院","新能源","","2016-05-23","2016-06-30","1900-01-02","16002718","2016Z1124","","","02","","2400306","电子光学及离子光学仪器","03040702","80",0,0,"2016-11-30","美国","840","1900-01-02","","0","","1900-01-02","2014880008","BRUKER","2015-11-30","2015-11-30","1","沙河实验室213","2","2","1","80"]
["1613422N","高精度电化学阻抗测试系统","1287A恒电位/恒电流仪","1287A",494744.38,"班帅",{"$error":"#N/A"},null,"新能源研究院","新能源研究院","新能源","","2016-05-26","2016-06-30","1900-01-02","16002406","2016Z1242","","","02","","2400401","电化学分析仪器","03030131","80",0,0,"2017-05-13","中国","156","1900-01-02","","0","","1900-01-02","2014880001","北京竹远科创科技有限公司","2015-03-13","2015-03-13","1","沙河实验室","2","2","1","80"]
["1512561N","多面手型中文滴定仪","T70","17通道",410814.63,"江皓","新能源沙河实验室",null,"新能源研究院","新能源研究院","新能源","","2015-12-04","2015-12-30","1900-01-02","15005393","2015Z3195","","","02","","2400499","其他分析仪器","03031222","80",0,0,"2016-11-17","瑞士","756","1900-01-02","","0","","1900-01-02","2440","梅特勒集团公司","2015-11-09","2015-11-09","1","新能源沙河实验室","2","2","1","80"]
[20104370,"激光共聚焦扫描仪","MSI710","*",442152,"傅鹏程","化工楼A420",null,"新能源研究院","新能源研究院","吕静","","2010-12-14","2010-12-14","1900-01-02","2010S1590","","","14005699","02","","2400499","其他分析仪器","03030900","0310",0,0,"2011-12-01","法国","250","2010-12-14","","1","","2010-12-14","","INNOPSYS/法国","2010-12-01","2010-12-01","1","","D","2","1","0310"]
[20104129,"沼气转化制合成气装置","装置","装置",585000,"周广林",{"$error":"#N/A"},null,"新能源研究院","新能源研究院","周广林","","2010-11-30","2010-11-30","1900-01-02","2010S1454","","","06260818","02","","2100103","气体燃料内燃机","04080107","0310",35000,3,"2010-11-01","中国","156","2012-12-31","","1","","2010-11-30","2398","北京惠尔三吉绿色化学科技有限公司","2009-11-01","2009-11-01","1","","2","2","1","0310"]
["1623442N","井筒模拟装置","*","*",890000,"郭继香",{"$error":"#N/A"},null,"提高采收率研究院","提高采收率研究院","采收率","","2016-12-13","2016-12-26","1900-01-02","16005692","2016C1036","","","03","","3600299","其他地质勘探、钻采及人工地震仪器","03110000","2102",0,0,"2017-11-03","中国","156","1900-01-02","","0","","1900-01-02","2038","海安县石油科研仪器有限公司","2016-10-20","2016-11-03","1","校医院西北角独立房屋","2","2","1","2102"]
["1617222N","高温高压三维渗流模型系统","定制","渗流三维模型/油藏高压五行分析装置",700000,"彭勃",{"$error":"#N/A"},null,"提高采收率研究院","提高采收率研究院","采收率","","2016-07-18","2016-10-14","1900-01-02","16003780","2016Z1920","","","04","","4020299","其他模型","09020430","2102",0,0,"2016-12-28","中国","156","1900-01-02","","0","","1900-01-02","1402","北京永瑞达科贸有限公司","2015-12-28","2015-12-28","1","北京永瑞达科贸有限公司实验楼","2","2","1","2102"]
["1610985N","多重光散射仪","LAB-expert","LAB-expert",532144.83,"侯吉瑞",{"$error":"#N/A"},null,"提高采收率研究院","提高采收率研究院","采收率","","2016-04-13","2016-04-19","1900-01-02","16001743","2016C0182","","","02","","2400304","物理光学仪器","03040465","2102",0,0,"2016-12-13","法国","250","1900-01-02","","0","","1900-01-02","1756","Formulaction","2015-12-13","2015-12-13","1","实验室305","2","2","1","2102"]
["1403527S","旋转流变仪","MARSIII","MARSIII",450000,"郭继香","提采楼301",null,"提高采收率研究院","提高采收率研究院","陈阳阳","","2014-09-30","2014-09-30","1900-01-02","2014S1579","","","13190107","02","","2400502","非金属材料试验机","03052207","2102",0,0,"2015-07-01","德国","276","2014-12-31","","1","","2014-09-30","2038","德国 哈克","2014-07-01","2014-07-01","1","提采304","2","2","1","2102"]
[20104262,"超高压流体PVT分析仪","*","PVT240/1500FV  IFT1000",3974967.73,"林梅钦","提采楼206",null,"提高采收率研究院","提高采收率研究院","林梅钦","","2010-12-23","2010-12-23","1900-01-02","2010S1729","","","12066347","03","","3601315","数学用化学分析及化工仪器","03141083","2102",49900,1,"2011-12-01","法国","250","2012-12-31","","1","","2010-12-23","0819","SANCHEZ TECHNOLOGIES公司","2010-12-01","2010-12-01","1","提采206","F","2","1","2102"]
[20092162,"界面流变仪","MCR301","MCR301",507595.77,"林梅钦","提采楼204",null,"提高采收率研究院","提高采收率研究院","林梅钦","","2009-10-10","2009-10-10","1900-01-02","2009S1015","","","04651346","02","","2400502","非金属材料试验机","03052207","4002",65178,3,"2010-09-01","奥地利","040","2009-10-10","","1","","2009-10-10","0819","Anton Paar GmbH","2009-09-01","2009-09-01","B","提采203","F","2","1","2102"]
[20050676,"岩心压制机","Y79500","*",472000,"李宜强","提采楼103",null,"提高采收率研究院","提高采收率研究院","赵凤兰","","2005-05-27","2005-05-27","2013-12-31","2005S0287","原领用人赵凤兰变更为李宜强2013.12.31","","","03","","3600299","其他地质勘探、钻采及人工地震仪器","03220000","020B",8000,8,"2006-01-01","中国","156","2005-05-27","","1","","2005-05-27","2382","济南二机厂","2005-01-01","2005-01-01","B","提采103","2","2","1","2102"]
[20042489,"流变仪","RS600","*",445140.76,"林梅钦","提采楼203",null,"提高采收率研究院","提高采收率研究院","林梅钦","","2004-12-23","2004-12-23","1900-01-02","2004S804","侯吉瑞","","","02","","2400502","非金属材料试验机","03052207","020B",0,0,"2005-11-01","德国","276","2004-12-23","","1","","2004-12-23","0819","HAAKE公司","2004-09-01","2004-11-01","B","提采203","D","2","1","2102"]
["1700245N","高压气体吸附分析仪","IMI 136","高温高压",1215655.34,"李相方",{"$error":"#N/A"},null,"石油工程学院","油气田开发工程系","石油工程","","2017-01-10","2017-01-13","1900-01-02","17000095","2017Z0048","","","03","","3260202","物理、化学处理设备","04400201","0204",0,0,"2019-09-01","中国","156","1900-01-02","","0","","1900-01-02","1027","Hiden Isochema Limited","2016-09-01","2017-01-10","1","北京市昌平区阳坊镇坦克路防化学院向北路东清石创新厂院","2","2","1","0204"]
["1624951N","围压射流综合测试系统","定制加工","50MPa",548000,"黄中伟",{"$error":"#N/A"},null,"石油工程学院","油气井工程系","石油工程","","2016-12-07","2016-12-26","1900-01-02","16005869","2016Z3249/黄中伟购买","","","02","","2400605","应变及振动测试仪器","03060416","0205",0,0,"2017-12-01","中国","156","1900-01-02","","0","","1900-01-02","2062","江苏宏博机械制造有限公司","2016-04-01","2016-04-01","1","工程东楼102","2","2","1","0205"]
["1624950N","热力射流破岩实验装置","定制","耐温1000℃耐压50MPA",630000,"宋先知",{"$error":"#N/A"},null,"石油工程学院","油气井工程系","石油工程","","2016-12-07","2016-12-26","1900-01-02","16005867","2016Z3248/因设备属于易燃易爆装置，前两年存放在厂家进行实验。宋先知、黄中伟购买。","","","03","","3600209","钻探测井仪器","03220717","0205",0,0,"2017-12-01","中国","156","1900-01-02","","0","","1900-01-02","2012880038","江苏宏博机械制造有限公司","2016-04-01","2016-04-01","1","江苏宏博机械制造有限公司","2","2","1","0205"]
["1623524N","光学法钻井液微流变仪","RheolaserMaster","RheolaserMaster",767181.89,"蒋官澄",{"$error":"#N/A"},null,"石油工程学院","油气井工程系","石油工程","","2016-11-25","2016-12-05","1900-01-02","16005740","2016Z3091","","","02","","2400502","非金属材料试验机","03052207","0202",0,0,"2017-11-24","法国","250","1900-01-02","","0","","1900-01-02","2344","Formulaction","2015-02-01","2015-10-23","1","校外实验室","2","2","1","0202"]
["1623191N","页岩力学岩石力学测试装置","PVS-400","PVS-400",794754.95,"陈勉",{"$error":"#N/A"},null,"石油工程学院","油气井工程系","石油工程","","2016-11-16","2016-12-05","1900-01-02","16005579","2016Z2976","","","02","","2400602","动力测试仪器","03130118","0209",0,0,"2017-11-15","美国","840","1900-01-02","","0","","1900-01-02","0867","GCTS","2015-11-09","2015-11-09","1","地质楼后平房东一","2","2","1","0209"]
["1623190N","岩石多项耦合测试系统","RTR-1000L","RTR-1000L",2017734.21,"金衍",{"$error":"#N/A"},null,"石油工程学院","油气井工程系","石油工程","","2016-11-16","2016-12-05","1900-01-02","16005578","2016Z2977","","","02","","2400108","集中控制装置","03011139","0209",0,0,"2017-11-15","美国","840","1900-01-02","","0","","1900-01-02","1739","GCTS","2015-11-09","2015-11-09","1","中油大厦北楼103","2","2","1","0209"]
["1617724N","页岩气多组分吸附解吸测试系统","MAD-1","25MPa",798000,"宁正福",{"$error":"#N/A"},null,"石油工程学院","油气田开发工程系","石油工程","","2016-09-12","2016-10-14","1900-01-02","16003933","2016Z2155","","","03","","3260202","物理、化学处理设备","04400201","0204",0,0,"2016-11-27","中国","156","1900-01-02","","0","","1900-01-02","0602","北京永瑞达科贸有限公司","2015-11-27","2015-11-27","1","研修大厦","2","2","1","0204"]
["1615900N","复杂内边界多热源举升井筒多相流动实验平台","定制设备","2MPa/100℃",500000,"吴晓东",{"$error":"#N/A"},null,"石油工程学院","油气田开发工程系","石油工程","","2016-07-05","2016-07-08","1900-01-02","16003420","2016Z1853","","","02","","2400108","集中控制装置","03011135","0204",0,0,"2015-12-18","中国","156","1900-01-02","","0","","1900-01-02","1641","江苏宏博机械制造有限公司","2014-12-18","2014-12-18","1","江苏宏博","4","2","1","0204"]
["1613595N","大尺度非均质油藏物理模拟饱和度测试系统","34970A","流量精度0.01-50ml，恒压精度0.25%F.S",540000,"刘月田",{"$error":"#N/A"},null,"石油工程学院","油气田开发工程系","石油工程","","2016-11-29","2016-12-05","1900-01-02","16002601","2016Z3113","","","02","","2400108","集中控制装置","03011139","0204",0,0,"2017-05-16","中国","156","1900-01-02","","0","","1900-01-02","0632","江苏联友科研仪器有限公司","2016-05-16","2016-05-16","1","工程东楼221","9","2","1","0204"]
["1612818N","旋转流变仪","MCR302","14/032023",564534.07,"程林松",{"$error":"#N/A"},null,"石油工程学院","油气田开发工程系","石油工程","","2016-05-06","2016-05-06","1900-01-02","16002052","2016C0262-1","","","","","2400502","非金属材料试验机",3052207,"0204",0,0,"2015-12-04","中国","156","1900-01-02","","0","","1900-01-02","0455","安东帕","2014-12-04","2014-12-04","1","工程东楼225","2","2","1","0204"]
["1608295N","台式扫描电镜","TM3030","放大倍率：15-30000 加速电压：15KV、5KV",632152.95,"邓金根",{"$error":"#N/A"},null,"石油工程学院","油气井工程系","石油工程","","2016-04-05","2016-04-19","1900-01-02","16001479","2016C0130","","","02","","2400306","电子光学及离子光学仪器","03040702","0209",0,0,"2015-07-22","中国","156","1900-01-02","","0","","1900-01-02","0741","天美（中国）科学仪器有限公司","2014-07-22","2014-07-22","1","工程东楼204","2","2","1","0209"]
["1600321N","深水井筒实验电液控制系统及附件","非标加工","非标加工",1100000,"邓金根",{"$error":"#N/A"},null,"石油工程学院","油气井工程系","石油工程","","2016-02-29","2016-03-25","1900-01-02","16000138","2016Z0242","","","02","","2200912","控制设备","04110810","0209",0,0,"2017-01-12","中国","156","1900-01-02","","0","","1900-01-02","0741","济南巨能液压机电工程有限公司","2016-01-12","2016-01-12","1","工程东楼","2","2","1","0209"]
["1522474N","生产过程流动保障模拟短节试制","定制","40MPA,-20~100℃,1420万像素",440000,"李相方","工程东楼307",null,"石油工程学院","油气田开发工程系","石油工程","","2015-12-22","2015-12-23","1900-01-02","15006530","2015Z3616-1/高压釜、制冷系统、微调阀、气动阀、高温传感器、高雅传感器、高速数据采集系统、摄像系统、电脑打印机等","","","02","","2400603","试验箱及气候环境试验设备","03060705","0205",0,0,"2016-03-12","中国","156","1900-01-02","","0","","1900-01-02","1027","江苏珂地石油仪器有限公司","2015-03-12","2015-03-12","1","工程东楼307","2","2","1","0205"]
["1513996N","大尺寸不规则煤样组分及渗透性分析装置","MSTL-I","MSTL-I",690000,"李相方","工程东楼307",null,"石油工程学院","油气田开发工程系","石油工程","","2015-12-21","2015-12-21","1900-01-02","15005935","2015Z3788/高精度流量计量装置、恒速恒压计量泵、气体流量调节阀、压力计、三轴渗透仪、煤样工业分析仪器","","","02","","2400699","其他试验仪器及装置","03061887","0204",0,0,"2016-11-02","中国","156","1900-01-02","","0","","1900-01-02","1027","江苏华安科研仪器有限公司","2015-11-02","2015-11-02","1","工程东楼307","2","2","1","0204"]
["1502374N","控压钻井装备测控系统","加工","加工",1000000,"李军","天津大港",null,"石油工程学院","油气井工程系","石油工程","","2015-05-27","2015-06-19","1900-01-02","15002756","2015Z1024","","","03","","3600212","采油修井仪器仪表","03110200","0205",0,0,"2016-05-27","中国","156","1900-01-02","","0","","1900-01-02","2097","山东中石大石仪科技有限公司","2014-05-06","2014-05-06","1","天津大港","2","2","1","0205"]
["1500246N","高温高压地层流体测试系统","pvt1.0","高温高压地层流体配样器、气体计量计",600000,"廖新维","工程东楼308",null,"石油工程学院","油气田开发工程系","石油工程","","2015-01-13","2015-01-13","1900-01-02","15000219","2015Z0094/","","","03","","3601315","数学用化学分析及化工仪器","03141083","0204",0,0,"2014-10-08","中国","156","1900-01-02","","0","","1900-01-02","0937","南通飞宇","2013-10-08","2013-10-08","1","工程东楼308","2","2","3","0204"]
["1406205S","高温高压岩石流变仪","RTR-1500","FRMB-1500S10 1500KN",4427478.59,"金衍","地质楼对面平房东1",null,"石油工程学院","油气井工程系","高雪兰","","2014-12-12","2014-12-12","1900-01-02","2014S2452","","","30506142","02","","2400502","非金属材料试验机","03052207","0209",0,0,"2015-12-01","美国","840","2014-12-12","","1","","2014-12-12","1739","GCTS","2014-12-01","2014-12-01","1","","B","2","1","0209"]
["1406203S","岩石脉冲渗透率测试仪","HPPD-20","20MPa",683217.49,"金衍","地质楼对面平房东1",null,"石油工程学院","油气井工程系","高雪兰","","2014-12-12","2014-12-12","1900-01-02","2014S2451","重点实验室专项","","30505599","02","","2400608","土工测试仪器","03051420","0209",0,0,"2015-12-01","美国","840","2014-12-12","","1","","2014-12-12","1739","GCTS","2014-11-01","2014-12-01","1","","B","2","1","0209"]
["1405738S","液压动力系统","FCS-B28/1000","压力28MPa，6组总流量1000L/min",1380000,"房军","工程西楼C段四层",null,"石油工程学院","油气井工程系","房军","","2014-12-05","2014-12-05","1900-01-02","2014S2307","深水管柱理学模拟实验系统：01879401-9，01837921-9，03074591-602","","03074591","02","","2400108","集中控制装置","03011167","0205",0,0,"2015-11-01","中国","156","2014-12-31","","1","","2014-12-05","1045","北京市佛力系统公司","2014-11-01","2014-11-01","1","工程西楼C段","2","2","1","0205"]
["1405737S","电液伺服增压缸及控制系统","CUP-FCS-ZG180/140","3轴水压，双轴载荷",1700000,"房军","工程楼B座C段四层",null,"石油工程学院","油气井工程系","房军","","2014-12-05","2014-12-05","1900-01-02","2014S2306","深水管柱理学模拟实验系统：01879401-9，01837921-9，03074591-602","","03074591","02","","2400501","金属材料试验机","03050817","0205",0,0,"2015-11-01","中国","156","2014-12-31","","1","","2014-12-05","1045","北京市佛力系统公司","2014-11-01","2014-11-01","1","工程西楼C段","2","2","1","0205"]
["1401217S","质量流量测试系统","组装","*",615000,"王小秋","工程西楼C段",null,"石油工程学院","油气井工程系","杨健康","","2014-05-09","2014-05-09","1900-01-02","2014S0645","","","00203364","03","","3601319","教学用技术基础课仪器","03140409","0205",0,0,"2013-10-01","中国","156","2014-06-01","","1","","2014-05-09","2065","北京远东仪表有限公司","2012-10-01","2012-10-01","1","","D","2","1","0205"]
["1400639S","钻井液钻效提高评价装置","JHZX-1","JHZX-1",475000,"蒋官澄","中油大厦601",null,"石油工程学院","油气井工程系","李晓梅","","2014-10-24","2014-10-24","1900-01-02","2014S1816","","","00038088/01216643","03","","3600211","泥浆分析仪表","03220921","0202",0,0,"2015-03-01","中国","156","2014-12-31","","1","","2014-10-24","2344","荆州市现代石油科技发展有限公司","2014-03-01","2014-03-01","1","","2","2","1","0202"]
["1400355S","压裂酸化仿真教学实验平台","syk","*",516000,"马新仿","中油大厦605",null,"石油工程学院","油气田开发工程系","马新仿","","2014-02-26","2014-02-26","1900-01-02","2014S0195","","","09922726","03","","3601399","其他教学专用仪器","03151207","0204",0,0,"2014-12-01","中国","156","2014-06-01","","1","","2014-02-26","1811","山东中石大石仪科技有限公司","2013-11-01","2013-12-01","1","","1","1","1","0204"]
[99062900,"HP数据采集系统","VXIMEASVRENENTSYSTEM","VXI MEASVRENENT SYSTEM",599988,"周劲辉",{"$error":"#N/A"},null,"石油工程学院","油气井工程系","高德利","","1999-09-01","1999-09-01","1900-01-02","99S337 366","","144","00401","02","","2010699","其他输入输出设备","05010526","0202",10600,2,"2000-09-01","美国","840","1999-09-01","","1","","1999-09-01","1045","HP公司","1999-06-01","1999-09-01","B","工程西楼C段","D","2","1","0205"]
[99021400,"钻井模拟实验装置","自行设计","*",433150,"高德利","工程西楼",null,"石油工程学院","油气井工程系","高德利","","1999-05-01","1999-05-01","1900-01-02","99S144","","213","00401","03","","3600209","钻探测井仪器","03220700","0202",863400,7,"2000-05-01","中国","156","1999-05-01","","1","","1999-05-01","1045","北京星仪技术工程公司","1999-01-01","1999-05-01","B","","D","2","1","0205"]
[98038000,"ISCO泵","260D","*",483845.5,"杨胜来","工程东楼216",null,"石油工程学院","油气田开发工程系","魏俊之","","1998-07-01","1998-07-01","2013-11-15","98S240","DB016","23","05A","02","","2101504","往复泵","04070134","0204",0,0,"1999-07-01","美国","840","1998-07-01","","1","","1998-07-01","1605","ISCO公司","1998-04-01","1998-07-01","1","","3","2","1","0204"]
[98037900,"高压孔渗仪","OPP-1","*",1186262.18,"杨胜来","工程东楼216",null,"石油工程学院","油气田开发工程系","魏俊之","","1998-07-01","1998-07-01","2013-11-15","98S240","DB016","22","05A","02","","2400499","其他分析仪器","03110100","0204",8400,2,"1999-07-01","美国","840","1998-07-01","","1","","1998-07-01","1605","劳雷公司","1998-04-01","1998-07-01","1","","3","2","1","0204"]
[94119700,"高压柱塞泵","WOMA","*",1213029.67,"黄中伟","工程西楼",null,"石油工程学院","油气井工程系","朱益","","1994-06-01","1994-06-01","1900-01-02","94S351","","94S351","","02","","2101504","往复泵","04070144","0203",333928,28,"1995-06-01","德国","276","1994-06-01","","1","","1994-06-01","2062","普鲁士格","1994-01-01","1994-06-01","B","","3","2","1","0205"]
[93308000,"空化噪声测试系统","3047A","*",467935.11,"王小秋","工程西楼",null,"石油工程学院","油气井工程系","汪志明","","1993-01-01","1993-01-01","1900-01-02","E2613-001","","E2613-001","","02","","2411900","声振测量仪","03191323","0203",0,0,"1989-04-01","美国","840","1993-01-01","","1","","1993-01-01","0126","美国HP公司","1988-04-01","1988-04-01","B","中油911","2","2","1","0205"]
[93080100,"岩芯驱替系统","CFS-100","*",1812185.24,"杨胜来","工程东楼112",null,"石油工程学院","油气田开发工程系","贺刚","","1993-12-01","1993-12-01","1900-01-02","0","改造","0","","03","","3601399","其他教学专用仪器","03141300","0204",66808,6,"1994-12-01","美国","840","2014-12-31","","1","","1993-12-01","1605","无","1992-12-01","1993-12-01","1","","3","2","1","0204"]
[93001400,"电液伺服加压系统","MTS","*",503823.33,"邓金根","工程东楼一层西北角",null,"石油工程学院","油气井工程系","邓金根","","1993-01-01","1993-01-01","1900-01-02","0","","0","","02","","2400507","无损探伤机","03052302","0202",0,0,"1994-01-01","美国","840","1993-01-01","","1","","1993-01-01","0741","MTS","1992-01-01","1993-01-01","B","","3","2","1","0209"]
[20134617,"油气渗流机理实验装置","107","*",1070000,"黄世军","中油大厦502",null,"石油工程学院","油气田开发工程系","黄世军","","2013-06-24","2013-06-24","1900-01-02","2013S1093","","","00607154 813 0060715","02","","2400699","其他试验仪器及装置","03060000","0204",0,0,"2014-05-01","中国","156","2013-07-15","","1","","2013-06-24","2196","北京永瑞达科贸有限公司","2013-01-01","2013-05-01","1","","A","2","1","0204"]
[20134616,"油气藏开发物理模拟实验装置","92","92",920000,"程林松","工程东楼118",null,"石油工程学院","油气田开发工程系","程林松","","2013-05-24","2013-05-24","1900-01-02","2013S0868(重大）","","","00647811","03","","3011101","破碎设备","04350615","0204",0,0,"2014-05-01","中国","156","2013-07-15","","1","","2013-05-24","0455","北京永瑞达科贸有限公司","2013-01-01","2013-05-01","1","","2","2","1","0204"]
[20134448,"高温高压粘度测量装置","VISCOIab PVT","压力psi：0-2000、温度：0-190、粘度cp：0.02-1000",741479.94,"刘广峰","将军楼二层",null,"石油工程学院","油气田开发工程系","赵文海","","2013-05-16","2013-05-16","1900-01-02","2013S0808","","","15758559","02","","2400402","物理特性分析仪器及校准仪器","03030801","0204",0,0,"2014-02-01","美国","840","2013-12-31","","1","","2013-05-16","2271","美国剑桥粘度股份有限公司","2013-02-01","2013-02-01","1","","D","2","1","0204"]
[20133599,"高压驱替泵","Q5210-HC-A-AH-S","10000 psi  10-65 C  0-15 ml/min",424310.69,"刘广峰","将军楼一层",null,"石油工程学院","油气田开发工程系","赵文海","","2013-04-22","2013-04-22","1900-01-02","2013S0642","","","03897516","02","","2101504","往复泵","04070161","0204",0,0,"2014-04-01","美国","840","2013-07-15","","1","","2013-04-22","2271","AMETEK公司","2013-04-01","2013-04-01","1","","D","2","1","0204"]
[20133383,"井筒举升模拟教学实验平台","定做","*",400000,"韩国庆","中油大厦606",null,"石油工程学院","油气田开发工程系","韩国庆","","2013-12-20","2013-12-20","1900-01-02","2013S2884","","","05268057","03","","3601399","其他教学专用仪器","03151207","0204",0,0,"2014-12-01","中国","156","2013-12-20","","1","","2013-12-20","2022","山东中石大石仪科技有限公司","2013-11-01","2013-12-01","1","","1","1","1","0204"]
[20133297,"三维粒子成像测速仪","3D-VV","3D*4",1463687.53,"李根生","工程东楼102",null,"石油工程学院","油气井工程系","高姗姗","","2013-04-23","2013-04-23","1900-01-02","2013S0656","","","11365478","02","","2400104","物位及机械量仪表","03010549","0205",11871,1,"2013-12-01","丹麦","208","2013-07-15","","1","","2013-04-23","1981","丹迪动态公司","2012-12-01","2012-12-01","1","","2","2","1","0205"]
[20133295,"多功能射流实验系统","FXSJ-SL-01","50MPa*8",770000,"史怀忠","工程东楼101",null,"石油工程学院","油气井工程系","高姗姗","","2013-04-23","2013-04-23","1900-01-02","2013S0655","","","00006491-99","03","","3601311","教学用机电实验仪器","03141285","0205",0,0,"2013-03-01","中国","156","2014-06-01","","1","","2013-04-23","2358","阜新双佳石油工矿设备有限公司","2012-03-01","2012-03-01","1","","2","2","1","0205"]
[20132895,"粉煤渗透率测定仪","FMSTL-001","*",1005000,"王小秋","工程西楼C段106",null,"石油工程学院","油气井工程系","王小秋","","2013-12-23","2013-12-23","1900-01-02","2013S3066重大专项","重大专项","","00257225","02","","2400499","其他分析仪器","03031131","0205",0,0,"2014-03-01","中国","156","2014-06-01","","1","","2013-12-23","0126","长春市朝阳试验仪器有限公司","2012-03-01","2013-03-01","1","中油911","2","2","1","0205"]
[20131760,"欠平衡钻井与井筒多相流动实验装置","ubd-1","自制",488000,"李军","工程东楼320",null,"石油工程学院","油气井工程系","杨晓光","","2013-01-21","2013-01-21","1900-01-02","2013S0177","","","09877601","03","","3601303","教学用力学仪器","03150118","0205",0,0,"2014-01-01","中国","156","2013-07-15","","1","","2013-01-21","2097","山东中石大石仪科技有限公司","2013-01-01","2013-01-01","1","","A","1","3","0205"]
[20131750,"储层岩石及流体物性测试实验系统","定制","*",538000,"王秀宇","研修607",null,"石油工程学院","油气田开发工程系","王秀宇","","2013-12-10","2013-12-10","1900-01-02","2013S2756","修购专项/宁正福","","04755379","02","","2400499","其他分析仪器","03110162","021203",0,0,"2014-12-01","中国","156","2014-06-01","","1","","2013-12-10","2012880003","江苏海安县石油科研仪器有限公司","2013-11-01","2013-12-01","1","","A","1","1","021203"]
[20131538,"模块化通用流变仪","RS6000","*",531897.68,"岳湘安","工程东楼314房间",null,"石油工程学院","油气田开发工程系","岳湘安","","2013-12-10","2013-12-10","1900-01-02","2013S2700","","","04356309","02","","2400502","非金属材料试验机","03052207","0204",0,0,"2014-12-01","德国","276","2014-06-01","","1","","2013-12-10","1683","HAAKE","2013-11-01","2013-12-01","1","","2","2","1","0204"]
[20121130,"超临界CO2破岩试验系统","FY-1","最高工作压力100MPa",662610,"李根生","工程东楼102",null,"石油工程学院","油气井工程系","王海柱","","2012-04-27","2012-04-27","1900-01-02","2012S0607","","","00095864 00006566","03","","3600209","钻探测井仪器","03220717","0205",167700,2,"2012-10-01","中国","156","2013-07-15","","1","","2012-04-27","1981","南通市飞宇石油科技开发有限公司","2011-01-01","2011-10-01","1","","2","2","1","0205"]
[20120845,"深水孔隙压力伺服试验系统","*","TAW-1000",1033500,"邓金根","工程东楼204",null,"石油工程学院","油气井工程系","高雪兰","","2012-04-18","2012-04-18","1900-01-02","2012S0498","","","00142283","02","","2400501","金属材料试验机","03050304","0209",0,0,"2013-04-01","中国","156","2012-12-31","","1","","2012-04-18","0741","长春市朝阳试验仪器有限公司","2012-04-01","2012-04-01","1","","F","2","1","0209"]
[20114797,"页岩膨胀仪","*","*",713805.9,"陈勉","工程东楼206",null,"石油工程学院","油气井工程系","金衍","","2011-11-29","2011-11-29","1900-01-02","2011S1882","","","09448789","03","","3600208","化探仪器","03220607","0209",0,0,"2012-11-01","美国","840","2011-11-29","","1","","2011-11-29","0867","SING FAI ENTERPRISE","2011-11-01","2011-11-01","1","","2","2","1","0209"]
[20111998,"深水管柱力学模拟实验系统","自制","*",3487100,"房军","工程西楼",null,"石油工程学院","油气井工程系","房军","","2011-04-25","2011-04-25","2011-05-26","2011S0737","","","00023794","03","","3600212","采油修井仪器仪表","03110200","0205",3487099,6,"2012-04-01","中国","156","2011-04-25","","1","","2011-04-25","1045","无","2011-04-01","2011-04-01","1","工程西楼C段","2","2","3","0205"]
[20111994,"井底相互作用模拟实验系统","自制","自制",1842000,"张辉","工程西楼",null,"石油工程学院","油气井工程系","张辉","","2011-04-25","2011-04-25","1900-01-02","2011S0732","","","00070592","03","","3600212","采油修井仪器仪表","03110200","0205",500000,2,"2012-04-01","中国","156","2014-12-31","","1","","2011-04-25","1045","山东中石大石仪科技有限公司","2011-04-01","2011-04-01","1","工程西楼C段","F","2","3","0205"]
[20111789,"高精度压力多点测量短节装置","GYD-1型","*",475700,"李相方",{"$error":"#N/A"},null,"石油工程学院","油气田开发工程系","李相方","","2011-04-13","2011-04-13","1900-01-02","2011S0613","","","02859825","02","","2400605","应变及振动测试仪器","03060412","0204",85000,2,"2012-04-01","中国","156","2014-06-01","","1","","2011-04-13","1027","江苏华安科研仪器有限公司","2011-04-01","2011-04-01","1","","2","2","1","0204"]
[20111018,"油气藏动态监测反演系统装置","自制","*",560000,"廖新维","工程东楼308",null,"石油工程学院","油气田开发工程系","赵宏军","","2011-03-21","2011-03-21","1900-01-02","2011S0371","","","02850274","03","","3600299","其他地质勘探、钻采及人工地震仪器","03110000","0204",0,0,"2012-03-01","中国","156","2011-03-21","","1","","2011-03-21","0937","江苏华安科研仪器有限公司","2011-03-01","2011-03-01","1","","2","2","3","0204"]
[20110947,"高温高压动态滤失仪","HASH-1","*",413080,"张士诚","工程东楼218",null,"石油工程学院","油气田开发工程系","郭天魁","","2011-03-09","2011-03-09","1900-01-02","2011S0301，11S0404","","","02856484，02859839","02","","2400102","压力仪表","03010259","0204",0,0,"2011-08-01","中国","156","2011-03-09","","1","","2011-03-09","0475","江苏华安科研仪器有限公司","2010-05-01","2010-08-01","1","","2","2","1","0204"]
[20110631,"煤层裂缝物理模拟试验装置","*","围压40MPA",616000,"金衍","工程东楼一楼西北角",null,"石油工程学院","油气井工程系","高雪兰","","2011-03-03","2011-03-03","1900-01-02","2011S0281","","","00399864-65-69-70-55","03","","3019900","其他探矿、采矿、选矿和造块设备","04340000","0209",116000,2,"2012-02-01","中国","156","2013-07-15","","1","","2011-03-03","1739","北京力博通仪器仪表有限公司","2011-02-01","2011-02-01","1","","2","2","1","0209"]
[20110423,"核磁共振渗流实验分析仪","SPEC-023-B","*",740000,"姜汉桥","工程东楼210",null,"石油工程学院","油气田开发工程系","姜汉桥","","2011-03-14","2011-03-14","2011-09-30","2011S0090","","0000000006","00673301-308","02","","2400206","测磁仪器","03020606","0204",0,0,"2011-07-01","中国","156","2011-03-14","","1","","2011-03-14","1857","中油管道京磁新材料有限公司","2010-07-01","2010-07-01","1","","2","2","1","0204"]
[20110005,"井下压力随钻实时传输系统","PWD","*",490000,"李军","工程西楼C段楼顶",null,"石油工程学院","油气井工程系","李军","","2011-02-24","2011-02-24","1900-01-02","2011S0016","","0000000066","04633655","03","","3600210","钻探参数仪器仪表","03220807","0205",0,0,"2012-01-01","中国","156","2011-02-24","","1","","2011-02-24","2097","北京普利门机电高技术公司","2011-01-01","2011-01-01","1","","2","2","1","0205"]
[20104669,"撬装高压三缸塞泵远控系统","BQ700-YK","BQ700-YK",1275000,"黄中伟",{"$error":"#N/A"},null,"石油工程学院","油气井工程系","黄中伟","","2010-12-16","2010-12-16","1900-01-02","2010S1611","","","00726986 987","02","","2101599","其他泵","04410803","0205",0,0,"2011-07-01","中国","156","2010-12-16","","1","","2010-12-16","2062","兰州矿场机械有限公司","2010-07-01","2010-07-01","1","","D","2","1","0205"]
[20103971,"高压煤样夹持装置及辅助系统","HXGM-A","流量：0.0001-45ml/min，压力：70MPa",1124544.65,"李相方","工程东楼307",null,"石油工程学院","油气田开发工程系","胡素明","","2010-12-07","2010-12-07","1900-01-02","2010S1523，01S1525","改造费","02851818","02854667 12066436","02","","2400499","其他分析仪器","03110138","0204",2000,1,"2011-11-01","中国","156","2012-12-31","","1","","2010-12-07","1027","南通华兴石油仪器有限公司","2010-11-01","2010-11-01","1","","2","2","1","0204"]
[20103969,"旋转流变仪","HAAKE RS6000","*",938525.56,"张士诚","工程东楼218",null,"石油工程学院","油气田开发工程系","张艳","","2010-11-25","2010-11-25","1900-01-02","2010S1416，12S1252","更换电源和外磁环","","10816742","02","","2400502","非金属材料试验机","03052207","0204",0,0,"2011-08-01","德国","276","2012-12-31","","1","","2010-11-25","0475","德国HAAKE","2010-08-01","2010-08-01","1","","F","2","1","0204"]
[20103315,"井筒变质量流模拟实验支撑系统","*","*",406400,"王小秋",{"$error":"#N/A"},null,"石油工程学院","油气井工程系","师文静","","2010-11-18","2010-11-18","1900-01-02","2010S1376(CL)","","","13243254 57 58 59","03","","3011101","破碎设备","04350614","0205",337900,10,"2011-11-01","中国","156","2010-11-18","","1","","2010-11-18","2065","北京冶企液压机械厂","2010-11-01","2010-11-01","1","","2","2","1","0205"]
[20092471,"热力泡沫复合驱二维平面","组装","*",1001283.1,"程林松","工程东楼224",null,"石油工程学院","油气田开发工程系","庞占喜","","2009-09-29","2009-09-29","1900-01-02","2009S1001","稠油热力泡沫复合驱二维平面模型配套设备","","","03","","3601399","其他教学专用仪器","03151205","0204",0,0,"2010-09-01","中国","156","2009-09-29","","1","","2009-09-29","0455","北京星达科技技术开发公司","2009-09-01","2009-09-01","1","","F","2","1","0204"]
[20060114,"钻具综合测试系统","KXQ16","*",410000,"谭春飞","十三陵镇校外实验室",null,"石油工程学院","油气井工程系","谭春飞","","2006-04-03","2006-04-03","1900-01-02","2006S0056","","","","02","","2400507","无损探伤机","03052322","020A",0,0,"2007-01-01","中国","156","2006-04-03","","1","","2006-04-03","1057","牡丹江石油机械有限责任公司","2005-11-01","2006-01-01","B","","D","2","1","0205"]
[20010877,"裂缝导流实验系统","FCES-100","20000Psi",2024625,"杨胜来","工程东楼114",null,"石油工程学院","油气田开发工程系","杨胜来","","2001-10-17","2001-10-17","1900-01-02","2001S346（b）","","","05A","03","","3600212","采油修井仪器仪表","03110200","0204",0,0,"2002-09-01","美国","840","2001-10-17","","1","","2001-10-17","1605","Core Lab","2000-12-01","2001-09-01","1","","D","2","1","0204"]
[20010137,"多相流装置及控制系统","组装","*",476797,"周劲辉","工程西楼",null,"石油工程学院","油气井工程系","隋秀香","","2001-03-15","2001-03-15","1900-01-02","2001S033","","","04A","03","","3601399","其他教学专用仪器","03151207","0202",834594,20,"2002-01-01","中国","156","2001-03-15","","1","","2001-03-15","2043","恒基有限公司","2001-01-01","2001-01-01","B","","D","2","1","0204"]
[20000982,"多相流混相驱装置","2370-601A","*",2506010,"杨胜来","工程东楼216",null,"石油工程学院","油气田开发工程系","杨胜来","","2000-12-26","2000-12-26","1900-01-02","2000S488","","","","03","","3601303","教学用力学仪器","03150118","0204",12020,2,"2001-04-01","美国","840","2000-12-26","","1","","2000-12-26","1605","RUSKA","1999-11-01","2000-04-01","1","","D","2","1","0204"]
[20000930,"管柱加载与驱动系统","自行设计","*",1079450,"高宝奎","工程西楼",null,"石油工程学院","油气井工程系","高宝奎","","2000-12-25","2000-12-25","1900-01-02","2000S464","","","","02","","2100901","金属切削机床","04011300","0202",1869898,28,"2001-12-01","中国","156","2000-12-25","","1","","2000-12-25","0935","济南试金集团","2000-12-01","2000-12-01","B","","D","2","1","0205"]
[20000795,"三轴岩石实验系统","MTS-816","150KN",2154807.8,"陈勉","工程东楼一层西北角",null,"石油工程学院","油气井工程系","陈勉","","2000-12-20","2000-12-20","1900-01-02","2000S412","","","","03","","3601317","教学用地理仪器","03141309","0202",85990,2,"2001-11-01","美国","840","2000-12-20","","1","","2000-12-20","0867","MTSSystemsCorpration","2000-01-01","2000-11-01","B","","D","2","1","0209"]
["1614636N","激光显微拉曼光谱仪","雷尼绍inVia","785,633，532，325,244nm五个激光器",3270627,"赵震",{"$error":"#N/A"},null,"理学院","应用化学系","理学院","","2016-05-26","2016-06-30","1900-01-02","16002874","2016Z1243","","","02","","2400304","物理光学仪器","03040405","0604",0,0,"2013-08-31","英国","826","1900-01-02","","0","","1900-01-02","1899","英国雷尼绍有限公司","2012-08-31","2013-08-31","1","科学馆104室","D","2","1","0604"]
["1611527N","动态岩石强度评价系统","JHYL","JHYL",500000,"冷文秀",{"$error":"#N/A"},null,"理学院","物理系","石油工程","","2016-04-27","2016-05-06","1900-01-02","16001948","2016C0262","","","03","","2010699","其他输入输出设备","05010526","0202",0,0,"2017-04-22","中国","156","1900-01-02","","0","","1900-01-02","2344","荆州市现代石油科技发展有限公司","2016-04-22","2016-04-22","1","eee","2","2","1","0601"]
["1611526N","大位移井储层损害评价系统","JHMD-II","JHMD-II",600000,"冷文秀",{"$error":"#N/A"},null,"理学院","物理系","理学院","","2016-04-27","2016-05-06","1900-01-02","16001947","2016C0261","","","03","","2010699","其他输入输出设备","05010538","0202",0,0,"2017-04-22","中国","156","1900-01-02","","0","","1900-01-02","2344","荆州市现代石油科技发展有限公司","2016-04-22","2016-04-22","1","eee","2","2","1","0601"]
["1604145N","场发射扫描电镜","SU8010","SU8010",2487941.46,"焦淑静",{"$error":"#N/A"},null,"理学院","材料科学与工程系","焦淑静","","2016-03-24","2016-03-25","1900-01-02","16000883","2016Z0608","","","02","","2400306","电子光学及离子光学仪器","03040702","0608",0,0,"2016-01-06","日本","392","1900-01-02","","0","","1900-01-02","2019","日立","2015-01-06","2015-01-06","1","地质楼西侧附楼","4","2","1","0608"]
["1513646N","分子束外延系统","L型","长x宽x高：3x1x1.5",2946501,"相文峰","理学院A座106房间",null,"理学院","物理系","相文峰","","2015-11-26","2015-12-30","1900-01-02","15005644","2015Z3035","","","03","","3601499","其他核子及核辐射测量仪器","03210718","0609",0,0,"2012-03-22","荷兰","528","1900-01-02","","0","","1900-01-02","2403","荷兰Twents Solid State Technology BV","2010-03-22","2011-03-22","1","理学院A座106房间","1","1","1","0609"]
["1511947N","化学吸附仪","ASAP2020KM+C","ASAP2020KM+C",551491.43,"张瑛","理学院A座3-3",null,"理学院","材料科学与工程系","理学院","","2015-11-10","2015-12-17","1900-01-02","15005222","2015Z2664","","","02","","2400502","非金属材料试验机","03052007","0605",0,0,"2016-11-10","美国","840","1900-01-02","","0","","1900-01-02","2093","美国麦克","2015-09-24","2015-09-24","1","理学院A座3-3","2","2","1","0605"]
["1509917N","燃料电池测试系统","FCTs","1ch-pEm-100w",408808.76,"邱萍","沙河",null,"理学院","材料科学与工程系","理学院","","2015-10-22","2015-12-10","1900-01-02","15004916","2015Z2412李煜璟","","","02","","2410202","模拟式电压表","03190254","0605",0,0,"2014-12-05","美国","840","1900-01-02","","0","","1900-01-02","2012880050","arbin Corporation","2013-12-05","2013-12-05","1","沙河","2","2","1","0605"]
["1505352N","傅里叶变换红外光谱仪","TENSOR II","TENSOR II",792420.94,"叶海木","理学院A座3层339",null,"理学院","材料科学与工程系","理学院","","2015-06-15","2015-06-23","1900-01-02","15003136","2015Z1206","","","02","","2400304","物理光学仪器","03040404","0605",0,0,"2016-06-15","德国","276","1900-01-02","","0","","1900-01-02","2012880044","布鲁克科学仪器香港有限公司","2015-06-15","2015-06-15","1","理学院A座3层339","A","2","1","0605"]
["1501803N","离子减薄仪","EM RES102","601439",767626.08,"杨峰","地质楼一层西北角",null,"理学院","材料科学与工程系","理学院","","2015-05-22","2015-06-19","1900-01-02","15000959","2015Z0986","","","02","","2400699","其他试验仪器及装置","03061840","0608",0,0,"2015-03-10","德国","276","1900-01-02","","0","","1900-01-02","2429","德国徕卡公司","2015-02-10","2015-03-10","1","能源材料微结构实验室","B","2","1","0608"]
["1501047N","激光分子束外延设备","I型","*",536570,"赵昆","理学院A座一层楼道",null,"理学院","物理系","刘扬国","","2015-03-20","2015-03-20","1900-01-02","15000617","2015Z0433","","","03","","3601499","其他核子及核辐射测量仪器","03210718","0609",0,0,"2016-03-19","中国","156","1900-01-02","","0","","1900-01-02","2162","中科院物理所","1995-05-08","2015-03-19","1","理学院","6","2","2","0609"]
["1500745N","等离子放电烧结炉","SPS-211Lx","2.5m*1.5m*1.7m",612484.61,"郑树启",{"$error":"#N/A"},null,"理学院","材料科学与工程系","理学院","","2015-01-28","2015-01-28","1900-01-02","15000484","2015Z0314/","","","02","","2201201","工业电热设备（电炉）","04060308","0605",0,0,"2016-01-28","中国","156","1900-01-02","","0","","1900-01-02","2177","日本富士电波工机株式会所","2013-12-10","2013-12-10","1","理学院A座","1","2","1","0605"]
["1405227S","高密度等离子刻蚀机","ICP-98C","*",580000,"相文峰","理学院A座102",null,"理学院","物理系","相文峰","","2014-11-14","2014-11-14","1900-01-02","2014S1974","","","07674029","02","","2102002","真空应用设备","03060304","0609",0,0,"2015-10-01","中国","156","2014-12-31","","1","","2014-11-14","2403","中国科学院微电子研究所","2014-10-01","2014-10-01","1","","A","1","1","0609"]
["1403123S","付立叶红外光谱分析仪","iS-50","0.09",411363.32,"刘坚","理学院小平房107",null,"理学院","应用化学系","马红敏","","2014-09-22","2014-09-22","1900-01-02","2014S1415","","","06448413","02","","2400304","物理光学仪器","03040404","0604",0,0,"2015-09-01","美国","840","2014-12-31","","1","","2014-09-22","2308","Thermofisher","2014-09-01","2014-09-01","1","","1","1","1","0604"]
[20134134,"拉扭疲劳试验机","PLN-100","*",528000,"陈长风","邓庄",null,"理学院","材料科学与工程系","陈长风","","2013-04-28","2013-04-28","1900-01-02","2013S0703","","","03195621-2，39-42",2,"",2400501,"金属材料试验机",3050801,605,28000,1,"2014-04-01","中国",156,"2013-07-15","",1,"","2013-04-28",2004,"西安力创材料检测技术有限公司","2010-09-01","2013-04-01",1,"","D",2,1,605]
[20115516,"化学吸附分析仪","Autosorb-1C-TCD-MS","120cm*100cm*150cm",583578.2,"赵震","B座走廊",null,"理学院","应用化学系","周升","","2011-12-22","2011-12-22","1900-01-02","2011S2193","","","16357157","02","","2400502","非金属材料试验机","03052007","0302",4612,1,"2010-12-01","美国","840","2012-12-31","","1","","2011-12-22","1899","美国康塔仪器公司","2009-11-01","2009-12-01","1","","9","2","1","0302"]
[20115254,"光谱响应测试装置","DR800-CUP","*",783000,"吕志清","地质楼306",null,"理学院","理学院/物理实验教学中心","吕志清","","2011-12-21","2011-12-21","1900-01-02","2011S2166","","","05226222-228",2,"",2400304,"物理光学仪器",3041208,602,0,0,"2011-08-01","中国",156,"2011-12-21","",1,"","2011-12-21",2162,"北京卓立汉光仪器有限公司","2010-08-01","2010-08-01",1,"地306",2,2,1,602]
[20115236,"等离子清洗机",950,950,407122.62,"崔立山","地质楼一层西北角",null,"理学院","材料科学与工程系","焦淑静","","2011-12-26","2011-12-26","1900-01-02","2011S2195","","",15307910,2,"",2400699,"其他试验仪器及装置",3061899,608,0,0,"2011-12-01","美国",840,"2011-12-26","",1,"","2011-12-26",1395,"Gatan","2010-12-01","2010-12-01",1,"","F",2,1,608]
[20115141,"太赫兹时域光谱系统","Z-2","*",1013239.44,"宝日玛","理学楼A104",null,"理学院","物理系","李涛","","2011-12-21","2011-12-21","1900-01-02","2011S2169","","",10375758,2,"",2400304,"物理光学仪器",3040404,609,0,0,"2012-01-01","美国",840,"2011-12-21","",1,"","2011-12-21",2162,"Zomega Terahertz Corporation","2010-04-01","2011-01-01",1,"理A104","D",2,1,609]
[20115137,"钛蓝宝石飞秒激光器系统","Mai Tai BB990","*",773841.51,"宝日玛","理学楼A104",null,"理学院","物理系","李俊毅","","2011-12-21","2011-12-21","1900-01-02","2011S2170","","",19918593,2,"",2400304,"物理光学仪器",3040900,609,0,0,"2011-10-01","美国",840,"2013-12-31","",1,"","2011-12-21",2162,"美国理波公司","2010-03-01","2010-10-01",1,"理A104","D",2,1,609]
[20114138,"X射线衍射仪","D8 Focus","D8 Focus",777260.34,"崔立山","地质楼一层西北角",null,"理学院","材料科学与工程系","焦淑静","","2011-10-21","2011-10-21","1900-01-02","2011S1584","","",10375790,2,"",2400405,"射线式分析仪器",3030502,608,16000,1,"2012-07-01","德国",276,"2011-10-21","",1,"","2011-10-21",1395,"布鲁克","2011-07-01","2011-07-01",1,"","D",2,1,608]
[20102140,"超薄切片机","EMUC 6","EMUC 6",995822.34,"周琼","地质楼一层西北角",null,"理学院","材料科学与工程系","焦淑静","","2010-11-04","2010-11-04","1900-01-02","2010S1245","","",19722490,2,"",2400699,"其他试验仪器及装置",3061814,607,0,0,"2009-12-01","德国",276,"2010-11-04","",1,"","2010-11-04",2176,"莱卡","2008-06-01","2008-12-01",1,"","F",1,1,607]
[20102132,"透射式电子显微镜","JEOL-2100","200KV",2370196.71,"崔立山","地质楼一层西北角",null,"理学院","材料科学与工程系","焦淑静","","2010-12-07","2010-12-07","1900-01-02","2010S1506","","",19722486,2,"",2400306,"电子光学及离子光学仪器",3040701,608,209579.23,2,"2009-07-01","日本",392,"2013-12-31","",1,"","2010-12-07",1395,"日本电子","2008-07-01","2008-07-01",1,"","F",2,1,608]
[20101316,"扫描探针显微镜","*","*",1238943.6,"陈长风","地质楼一层西北角",null,"理学院","材料科学与工程系","张婷","","2010-06-02","2010-06-02","1900-01-02","2010S0514","","",19722485,2,"",2400301,"显微镜",3040155,308,75491,1,"2010-12-01","美国",840,"2013-12-31","",1,"","2010-06-02",2004,"美国Veeco Instruments Company","2009-12-01","2009-12-01","B","","D",2,1,605]
[20101312,"慢速率腐蚀试验系统",35006,"22Mpa 250℃",1437788.69,"陈长风","邓庄",null,"理学院","材料科学与工程系","张婷","","2010-06-02","2010-06-02","2011-11-10","2010S0513","","",19722487,2,"",2400603,"试验箱及气候环境试验设备",3061100,308,93843.37,6,"2010-12-01","美国",840,"2013-12-31","",1,"","2010-06-02",2004,"美国热电监测分析技术公司","2009-12-01","2009-12-01","B","","D",2,1,605]
[20100789,"透射电镜样品前制备系统",691,691,708586.51,"杨峰","地质楼一层西北角",null,"理学院","材料科学与工程系","焦淑静","","2010-04-15","2010-04-15","2013-04-12","2010S0272","","",13996102,2,"",2400699,"其他试验仪器及装置",3061800,402,0,0,"2010-08-01","中国",156,"2010-04-15","",1,"","2010-04-15",2019,"Gatan","2009-08-01","2009-08-01","B","地质楼西边小楼","F",2,1,608]
[20100787,"透射电镜特殊成像系统",832,894,596400,"杨峰","地质楼一层西北角",null,"理学院","材料科学与工程系","焦淑静","","2010-04-15","2010-04-15","2013-04-12","2010S0270","","",13996102,2,"",2020400,"照相机及器材",3170300,402,0,0,"2010-08-01","美国",840,"2010-04-15","",1,"","2010-04-15",2019,"Gatan","2009-08-01","2009-08-01","B","地质楼西边小楼","F",2,1,608]
[20100786,"透射电镜特殊成像系统",894,894,690000,"姜大强","地质楼一层西北角",null,"理学院","材料科学与工程系","焦淑静","","2010-04-15","2010-04-15","2013-04-12","2010S0269","","",13996102,2,"",2020400,"照相机及器材",3170300,402,0,0,"2010-08-01","美国",840,"2010-04-15","",1,"","2010-04-15",2019,"Gatan","2009-08-01","2009-08-01","B","地质楼西边小楼","F",2,1,608]
[20100784,"能谱波普EBSD三元一体化系统","Trident XM4","Trident XM4",1602282,"焦淑静","地质楼一层西北角",null,"理学院","材料科学与工程系","焦淑静","","2010-04-15","2010-04-15","2013-04-12","2010S0267","","",19722488,2,"",2400499,"其他分析仪器",3030708,402,0,0,"2010-07-01","美国",840,"2010-04-15","",1,"","2010-04-15",2019,"DEAX","2009-07-01","2009-07-01","B","","F",2,1,608]
[20100782,"场发射透射电子显微镜","Tecnai G2 F20","Tecnai G2 F20",5240474.6,"姜大强","地质楼一层西北角",null,"理学院","材料科学与工程系","焦淑静","","2010-04-15","2010-04-15","2013-04-12","2010S0266","","",17739776,2,"",2400306,"电子光学及离子光学仪器",3040701,402,0,0,"2010-11-01","荷兰",528,"2010-04-15","",1,"","2010-04-15",2019,"FEI","2009-11-01","2009-11-01","B","地质楼西边小楼","F",2,1,608]
[20100781,"场发射扫描式电子显微镜","Quanta 200 F","Quanta 200 F",2239738.05,"焦淑静","地质楼一层西北角",null,"理学院","材料科学与工程系","焦淑静","","2010-04-15","2010-04-15","2013-04-12","2010S0265","","",17739776,2,"",2400306,"电子光学及离子光学仪器",3040702,402,136538.05,2,"2010-06-01","荷兰",528,"2014-06-01","",1,"","2010-04-15",2019,"FEI","2009-06-01","2009-06-01","B","","F",2,1,608]
[20093128,"转矩流变仪","lab - station","*",672267.46,"周琼","邓庄",null,"理学院","材料科学与工程系","丛川波","","2009-12-10","2009-12-10","1900-01-02","2009S1376","","",4651345,2,"",2400502,"非金属材料试验机",3052207,308,0,0,"2010-05-01","德国",276,"2009-12-10","",1,"","2009-12-10",2176,"Brabender GMBH & CO.KG","2009-05-01","2009-05-01","B","","D",2,1,605]
[20093013,"分析热重仪","versa therm hm tga","100g",443092.58,"蒋小华","地质楼一层西北角",null,"理学院","材料科学与工程系","张婷","","2009-11-26","2009-11-26","2014-10-16","2009S1284","原领用人郑雁军","",6116391,2,"",2400403,"热学式分析仪器",3030247,308,0,0,"2010-11-01","美国",840,"2009-11-26","",1,"","2009-11-26",2277,"thermo electron corporation","2009-11-01","2009-11-01","B","","D",2,1,605]
[20083062,"高压反应釜","TFCZ3-25/250","*",556820,"陈长风","邓庄",null,"理学院","材料科学与工程系","张婷","","2008-12-17","2008-12-17","1900-01-02","2008S1397 1399"," 升级(科研费)","","00047374 5 3 0159513",2,"",2400699,"其他试验仪器及装置",3061300,308,0,0,"2008-12-01","中国",156,"2008-12-17","",1,"","2008-12-17",2004,"大连科贸实验设备有限公司","2007-12-01","2007-12-01","B","","D",2,1,605]
[20032738,"红外光谱仪","FT-3000","*",404550,"赵震","B座走廊",null,"理学院","应用化学系","赵震","","2003-12-19","2003-12-19","1900-01-02","2003S653","","","","02","","2400304","物理光学仪器","03040404","0402",0,0,"2004-12-01","美国","840","2003-12-19","","1","","2003-12-19","1899","无","2003-09-01","2003-12-01","B","","D","2","1","0302"]
["1631229N","光学式追踪系统","ART-trackpack","trackpack",410000,"宫敬",{"$error":"#N/A"},null,"机械与储运工程学院","油气储运工程系","机械学院","","2016-12-27","2016-12-28","1900-01-02","16006794","2016Z3494","","","03","","3601304","教学用光学仪器","03140602","040301",0,0,"2017-12-27","中国","156","1900-01-02","","0","","1900-01-02","1552","重庆汇博利农科技有限公司","2016-12-22","2016-12-22","1","研修429","1","1","1","040301"]
["1627903N","高速相机","v1212","*",995988,"张金亚",{"$error":"#N/A"},null,"机械与储运工程学院","热能工程系","机械学院","","2016-12-20","2016-12-26","1900-01-02","16006421","2016Z3668","","","02","","2020400","照相机及器材","03170303","0406",0,0,"2017-12-19","美国","840","1900-01-02","","0","","1900-01-02","2012880011","VRI","2016-06-30","2016-06-30","1","研修南楼315","2","2","1","0406"]
["1621939N","扫描探针测试分析系统","CSPM500","AFM：横向0.2nm垂直0.1nm STM：横向0.2nm垂直0.01nm",490000,"肖华平",{"$error":"#N/A"},null,"机械与储运工程学院","机电工程系","机械学院","","2016-11-01","2016-11-11","1900-01-02",16004917,"2016Z2773","","",2,"",2400306,"电子光学及离子光学仪器",3040702,404,0,0,"2020-10-20","中国",156,"1900-01-02","",0,"","1900-01-02",2014880065,"广州市本原纳米仪器有限公司","2015-10-08","2015-12-16",1,"新综合楼b822",2,2,1,404]
["1618241N","空气动力学粒径谱仪","APS3321","332100",504676.95,"熊至宜",{"$error":"#N/A"},null,"机械与储运工程学院","热能工程系","机械学院","","2016-09-13","2016-10-14","1900-01-02","16004114","2016Z2167","","","02","","2400601","分析天平及专用天平","03060118","0406",0,0,"2017-04-05","美国","840","1900-01-02","","0","","1900-01-02","2317","美国TSI公司","2016-02-01","2016-04-05","1","工程西楼201","2","2","1","0406"]
["1514076N","中文智能电位滴定仪","T70","-2000mV~2000mV",420000,"黄启玉","江苏徐州中石化管道储运公司",null,"机械与储运工程学院","油气储运工程系","机械学院","","2015-12-08","2015-12-31","1900-01-02","15005963","2015Z3283","","","02","","2400401","电化学分析仪器","03030145","0407",0,0,"2016-01-15","瑞士","756","1900-01-02","","0","","1900-01-02","1670","梅特勒","2015-01-15","2015-01-15","1","江苏徐州中石化管道储运公司","2","2","1","0407"]
["1500970N","扫描探针显微镜","MULTIMODE 8 AM","MULTIMODE 8 AM",793444.08,"王玮","工程西楼D段301",null,"机械与储运工程学院","油气储运工程系","机械学院","","2015-03-12","2015-03-12","1900-01-02","15000560","2015Z0380","","","02","","2400306","电子光学及离子光学仪器","03040702","0407",0,0,"2014-03-12","美国","840","1900-01-02","","0","","1900-01-02","2360","布鲁克","2013-03-12","2013-03-12","1","工程西楼D段301","D","2","1","0407"]
["1406069S","注入头液压控制单元","加工","42*6管线压力48MPa/14*3管线压力38MPa",470000,"张宏","湖北荆州中石油钻井院江汉机械所",null,"机械与储运工程学院","安全工程系","乔国洪","","2014-12-12","2014-12-12","1900-01-02","2014S2368","","","02341167-71","03","","3601311","教学用机电实验仪器","03141201","0402",0,0,"2015-12-01","中国","156","2014-12-31","","1","","2014-12-12","0090","荆州市新海石油设备制造有限公司","2014-12-01","2014-12-01","1","","2","2","1","0402"]
["1401111S","连续管注入头夹持系统及试验台架","定制","*",980000,"张宏","湖北荆州中石油钻井院江汉机械所",null,"机械与储运工程学院","安全工程系","乔国洪","","2014-04-25","2014-04-25","1900-01-02","2014S0571重大专项","","","00706343","03","","3101101","回转式气动工具","04410610","0402",0,0,"2015-04-01","中国","156","2014-06-01","","1","","2014-04-25","0090","无锡双友石油石化设备公司","2014-04-01","2014-04-01","1","","2","2","1","0402"]
[99073600,"多相流实验环道装置","设计加工","*",3174976,"吴海浩","工程西楼",null,"机械与储运工程学院","油气储运工程系","孙维光","","1999-11-01","1999-11-01","1900-01-02","99S399，09S0720"," 更新维修",251,{"v":60113599452,"d":"60,113,599,452"},3,"",3601399,"其他教学专用仪器",3140000,205,3756016,117,"2000-11-01","中国",156,"1999-11-01","",1,"","1999-11-01","","北京星仪技术工程公司","1999-09-01","1999-11-01","B","工程楼B座D段201","D",2,1,407]
[99035500,"流变仪","RS150H","最小扭矩2×10-7Nm",919248,"张帆","工程东楼415",null,"机械与储运工程学院","油气储运工程系","张帆","","1999-07-01","1999-07-01","1900-01-02","99S241","",354,601,2,"",2400502,"非金属材料试验机",3052207,205,160250,4,"2000-07-01","德国",276,"1999-07-01","",1,"","1999-07-01",1357,"HAAKE","1998-11-01","1999-07-01","B","","D",2,1,407]
[97070900,"CNC计算机数控教学系","*","*",2105858.45,"彭鹤",{"$error":"#N/A"},null,"机械与储运工程学院","机电工程系","任焓","","1997-10-01","1997-10-01","2011-10-27","97S384","曾鸣","429","","02","","2019900","其他计算机设备及软件","05010702","0307",124000,2,"1998-10-01","英国","826","1997-10-01","","1","","1997-10-01","2012880006","DENFORD","1997-01-01","1997-10-01","B","中油630","3","1","1","040302"]
[94119900,"多功能磨损试验机","FX2-1506","*",1329422.2,"王德国","中油大厦817",null,"机械与储运工程学院","机电工程系","李维明","","1994-05-01","1994-05-01","1900-01-02","94S353，2007S1442","  设备更新、改造","94S353","","02","","2400501","金属材料试验机","03050900","0308",154611.4,2,"1995-05-01","美国","840","1994-05-01","","1","","1994-05-01","1276","FALEX","1994-01-01","1994-05-01","B","","3","2","1","0402"]
[92011100,"两维多普勒测速仪","90-3型 四光束","*",2480864.15,"朱宏武","工程西楼B段110",null,"机械与储运工程学院","机电工程系","薛敦松","","1992-02-01","1992-02-01","1900-01-02","920001","","920001","","02","","2400104","物位及机械量仪表","03010531","0302",2911874.3,6,"1993-02-01","美国","840","1992-02-01","","1","","1992-02-01","1271","TSI公司","1991-01-01","1992-02-01","B","","3","2","1","0402"]
[20138985,"在线颗粒图像测试系统","PVM819","*",934478.29,"宫敬","工程西楼D段二层",null,"机械与储运工程学院","油气储运工程系","吴海浩","","2013-11-07","2013-11-07","1900-01-02","2013S1883 重大专项","","",10317550,2,"",2400601,"分析天平及专用天平",3060118,407,25990,1,"2014-10-01","美国",840,"2013-12-31","",1,"","2013-11-07",1552,"梅特勒-托利多仪器公司","2013-10-01","2013-10-01",1,"工程楼B座D段2楼",2,2,1,407]
[20134274,"三维粒子成像测速仪","FlowMap","*",767695.31,"宫敬","工程西楼D段301",null,"机械与储运工程学院","油气储运工程系","吴海浩","","2013-05-16","2013-05-16","1900-01-02","2013S0807(重大)","","","15759030","02","","2400104","物位及机械量仪表","03010531","0407",0,0,"2014-05-01","丹麦","208","2013-07-15","","1","","2013-05-16","1552","Dantec公司","2013-05-01","2013-05-01","1","工程楼B座D段301","2","2","1","0407"]
[20132938,"MPS物流运动控制开发系统","MPS-ROBOTINO","*",437962.99,"彭鹤","中油大厦718",null,"机械与储运工程学院","机电工程系","彭鹤","","2013-06-04","2013-06-04","2013-06-04","2013S0943","","","00824209 15759032","02","","2321199","其他音频设备","05040915","040302",0,0,"2014-01-01","中国","156","2013-07-15","","1","","2013-06-04","2012880006","FESTO","2013-01-01","2013-01-01","1","","1","1","1","040302"]
[20126791,"颗粒物粒径谱仪","*","*",461649.9,"姬忠礼","工程西楼B段201",null,"机械与储运工程学院","热能工程系","李兰洁","","2012-12-21","2012-12-21","1900-01-02","2012S2256","","","00395314","02","","2400601","分析天平及专用天平","03060117","0406",0,0,"2013-12-01","美国","840","2013-07-15","","1","","2012-12-21","1114","TSI公司","2012-12-01","2012-12-01","1","","2","2","1","0406"]
[20124957,"差示扫描量热仪","Q2000","温度准确范围0.1",470463.19,"张劲军","徐州",null,"机械与储运工程学院","油气储运工程系","黄启玉","","2012-10-25","2012-10-25","1900-01-02","2012S1803","","",395149,2,"",2400403,"热学式分析仪器",3061412,407,0,0,"2013-10-01","美国",840,"2012-12-31","",1,"","2012-10-25",1986,"沃特斯公司","2012-10-01","2012-10-01",1,"徐州",2,2,1,407]
[20115518,"在线高压颗粒分析仪","FBRM D600PS","*",804129.21,"宫敬","工程西楼D段二层",null,"机械与储运工程学院","油气储运工程系","吴海浩","","2011-12-26","2011-12-26","1900-01-02","2011S2197","","",16357152,2,"",2400601,"分析天平及专用天平",3060118,407,0,0,"2012-12-01","美国",840,"2014-11-05","",1,"","2011-12-26",1552,"梅特勒—托利多","2011-12-01","2011-12-01",1,"工程楼B座D段2楼",2,2,1,407]
[20115122,"流变仪","MARSIII","*",688694.39,"张劲军","徐州",null,"机械与储运工程学院","油气储运工程系","黄启玉","","2011-12-12","2011-12-12","1900-01-02","2011S2036","","",15307911,2,"",2400502,"非金属材料试验机",3052207,407,0,0,"2012-12-01","德国",276,"2011-12-12","",1,"","2011-12-12",1986,"HAKKE公司","2011-12-01","2011-12-01",1,"徐州",2,2,1,407]
[20114393,"流变仪","MARSIII","0.01 micro Nm～200mNm",664118.42,"韩善鹏","工程东楼415",null,"机械与储运工程学院","油气储运工程系","马桂霞","","2011-11-24","2011-11-24","1900-01-02","2011S1832","","",633302,2,"",2400502,"非金属材料试验机",3052207,407,0,0,"2012-11-01","德国",276,"2011-11-24","",1,"","2011-11-24",1986,"热电(卡尔斯鲁厄)有限公司","2011-11-01","2011-11-01",1,"工程东楼415","D",2,1,407]
[20112314,"智能远场涡流集成检测系统","EEC-2008net","集成远场、涡流、漏磁、超声、磁记忆检测功能",771000,"宋强","中油大厦821",null,"机械与储运工程学院","机电工程系","宋强","","2011-05-11","2011-05-11","1900-01-02","2011S0830","","","01276451-460",2,"",2400507,"无损探伤机",3052309,409,5000,1,"2012-02-01","中国",156,"2011-05-11","",1,"","2011-05-11",2170,"爱德森（厦门）电子有限公司","2010-12-01","2011-02-01",1,"","D",2,1,409]
[20111647,"气液相分率仪","FM-1025","*",445000,"宫敬","工程西楼D段二层",null,"机械与储运工程学院","油气储运工程系","王娟","","2011-03-31","2011-03-31","1900-01-02","2011S0477","","",335943,2,"",2400499,"其他分析仪器",3031265,407,0,0,"2012-03-01","中国",156,"2011-03-31","",1,"","2011-03-31",1552,"兰洲海默科技股份有限公司","2011-03-01","2011-03-01",1,"工程楼B座D段2楼","D",2,1,407]
[20111646,"气液相分率仪","FM-1025","*",445000,"宫敬","工程西楼D段二层",null,"机械与储运工程学院","油气储运工程系","王娟","","2011-03-31","2011-03-31","1900-01-02","2011S0477","","","00335943","02","","2400499","其他分析仪器","03031265","0407",0,0,"2012-03-01","中国","156","2011-03-31","","1","","2011-03-31","1552","兰洲海默科技股份有限公司","2011-03-01","2011-03-01","1","工程楼B座D段2楼","D","2","1","0407"]
[20104405,"聚焦光束反射测量仪","FBRM600L","*",569254.95,"王玮","工程西楼D段301",null,"机械与储运工程学院","油气储运工程系","王娟","","2010-12-14","2010-12-14","1900-01-02","2010S1593","","",4569556,2,"",2400310,"激光仪器",3041113,407,0,0,"2011-12-01","美国",840,"2010-12-14","",1,"","2010-12-14",2360,"梅特勒-托利多","2010-12-01","2010-12-01",1,"工程西楼D段301","D",2,1,407]
[20104335,"粘弹性流变仪","MCR131","MCR131",481101.44,"宫敬",{"$error":"#N/A"},null,"机械与储运工程学院","油气储运工程系","吴海浩","","2010-12-14","2010-12-14","1900-01-02","2010S1594","","",12066439,2,"",2400502,"非金属材料试验机",3052207,407,167286.21,2,"2011-12-01","德国",276,"2014-12-12","",1,"","2010-12-14",1552,"安东柏公司","2010-12-01","2010-12-01",1,"工程楼B座D段104",2,2,1,407]
[20102768,"水合物蜡沉积实验环路装置","*","25mm-50mm",519416,"宫敬","工程西楼D段二层",null,"机械与储运工程学院","油气储运工程系","吴海浩","","2010-11-02","2010-11-02","1900-01-02","2010S1200，01S1512","加阀及接头","","12557868 67",3,"",3601303,"教学用力学仪器",3150118,407,405390,9,"2011-11-01","中国",156,"2013-12-31","",1,"","2010-11-02",1552,"北京益德四方不锈钢有限公司","2010-11-01","2010-11-01",1,"工程楼B座D段2楼",2,2,1,407]
[20080327,"气溶胶粒径谱仪","Palas3000","Welas-3000",404873.39,"姬忠礼","工程西楼B段201",null,"机械与储运工程学院","热能工程系","陈鸿海","","2008-03-06","2008-03-06","1900-01-02","2008S0188","","","22597136","02","","2400409","环境监测仪器及综合分析装置","03260121","0302",0,0,"2008-12-01","德国","276","2008-03-06","","1","","2008-03-06","1114","东方科学仪器进出口集团有限公司","2007-12-01","2007-12-01","B","","2","2","1","0406"]
[20070268,"微机控制岩石三轴蠕变试验机","RLW-2000","*",979800,"张永星","提采楼101",null,"机械与储运工程学院","油气储运工程系","王芝银","","2007-03-16","2007-03-16","1900-01-02","2007S0149","王芝银","","",2,"",2400502,"非金属材料试验机",3052218,207,419800,3,"2008-03-01","中国",156,"2012-12-31","",1,"","2007-03-16",2014880069,"长春市朝阳试验仪器有限公司","2007-03-01","2007-03-01","B","综合楼南zh101-1N","D",2,1,407]
[20060739,"石油杆管损伤试验台","组装","*",421152,"樊建春","工程西楼",null,"机械与储运工程学院","安全工程系","樊建春","","2006-06-15","2006-06-15","1900-01-02","2006S0290 06S0508","","","","03","","3030000","其他石油和化学工业专用设备","04370000","0302",54700,25,"2007-04-01","中国","156","2006-06-15","","1","","2006-06-15","1606","天津小街石油机械配件厂","2006-04-01","2006-04-01","B","","D","2","1","0402"]
[20051941,"电化学式工作站","IM6ex","*",515156.42,"翁永基","理学院搭建二层",null,"机械与储运工程学院",{"$error":"#N/A"},"翁永基","","2005-12-07","2005-12-07","1900-01-02","2005S0760","","","",2,"",2400401,"电化学分析仪器",3030100,308,13389,1,"2006-11-01","德国",276,"2013-07-15","",1,"","2005-12-07","","香港环球公司","2005-11-01","2005-11-01","B","","D",2,1,605]
[20050675,"光学颗粒粒度分析仪","PCS 2010","*",404670.81,"姬忠礼","工程西楼B段201",null,"机械与储运工程学院","热能工程系","姬忠礼","","2005-05-27","2005-05-27","1900-01-02","2005S0283","","","","02","","2400402","物理特性分析仪器及校准仪器","03030810","0302",9200,2,"2006-03-01","德国","276","2005-05-27","","1","","2005-05-27","1114","PALAS GMBH公司","2005-03-01","2005-03-01","B","","D","2","1","0406"]
[20000794,"液压伺服试验机","MTS 810.23M/TS","250kn",1540650.3,"帅健","工程东楼119",null,"机械与储运工程学院","安全工程系","帅健","","2000-12-20","2000-12-20","1900-01-02","2000S412","","","","02","","2400501","金属材料试验机","03050307","0305",82525,3,"2001-11-01","美国","840","2013-12-31","","1","","2000-12-20","0088","MTS","2000-05-01","2000-11-01","B","","D","2","1","0402"]
["1628391N","水合物法气体分离中试放大平台","WT-2015-0805","鼓泡式水合器、水合物分解器、高压往复泵",790000,"陈光进",{"$error":"#N/A"},null,"化学工程学院","化学工程系","化工学院","","2016-12-20","2016-12-26","1900-01-02","16006540","2016Z3669","","","02","","2200912","控制设备","04110304","0305",0,0,"2017-06-30","中国","156","1900-01-02","","0","","1900-01-02","1119","石家庄威特称重技术有限公司","2016-06-20","2016-06-30","1","石家庄市学苑路19号附16号","2","2","1","0305"]
["1625871N","透射电子显微镜电学测量系统","FE02-ST","长40厘米，宽30厘米，高20厘米",540000,"李永峰",{"$error":"#N/A"},null,"化学工程学院","化学工艺系","化工学院","","2016-12-19","2016-12-26","1900-01-02","16006082","2016C1083","","","02","","2200799","其他电源设备","03021024","0302",0,0,"2017-11-26","中国","156","1900-01-02","","0","","1900-01-02","2011880037","北京皮飞科技有限公司","2016-11-27","2016-11-27","1","地质楼能源材料微结构实验室104","2","2","1","0302"]
["1625692N","高压流体PVT设备","YRD-PVT70-300","YRD-PVT70-300",498000,"孙强",{"$error":"#N/A"},null,"化学工程学院","化学工程系","化工学院","","2016-12-12","2016-12-26","1900-01-02","16005993","2016Z3309","","","03","","3601315","数学用化学分析及化工仪器","03141083","031302",0,0,"2017-01-10","中国","156","1900-01-02","","0","","1900-01-02","2012880013","北京永瑞达科贸有限公司","2015-12-10","2016-01-10","1","化工楼A座105","1","1","1","031302"]
["1617995N","高通量组合反应器","组装","*",540000,"张鑫",{"$error":"#N/A"},null,"化学工程学院","能源与催化工程系","化工学院","","2016-09-12","2016-10-14","1900-01-02","16004012","2016Z2164","","","03","","3030601","常减压蒸馏装置","03031230","0303",0,0,"2017-01-05","中国","156","1900-01-02","","0","","1900-01-02","2342","北京高恒兴业科技有限公司","2016-01-05","2016-08-18","1","一教303","2","2","1","0303"]
["1614854N","全自动石化水质分析仪","LabRAM HR Evolution","LabRAM HR Evolution",646800,"王庆宏",{"$error":"#N/A"},null,"化学工程学院","环境工程系","化工学院","","2016-05-30","2016-06-30","1900-01-02","16002937","2016Z1327","","","02","","2400409","环境监测仪器及综合分析装置","03260201","0308",0,0,"2017-05-30","德国","276","1900-01-02","","0","","1900-01-02","2012880066","DeChem-Tech.GmbH","2016-05-09","2016-05-09","1","工程西楼环境中心","2","2","1","0308"]
["1512995N","色谱串联质谱仪","300MS GCMSMS","300MS GCMSMS",640740,"史权","化工学院B座104",null,"化学工程学院","化学工艺系","化工学院","","2015-11-30","2015-12-30","1900-01-02","15005473","2015Z3085","","","02","","2400408","色谱仪","03030706","0302",0,0,"2016-11-18","美国","840","1900-01-02","","0","","1900-01-02","1334","美国布鲁克.道尔顿公司","2011-05-11","2011-12-12","1","化工学院B座104","2","2","1","0302"]
["1510670N","气体水合反应器中试放大平台","WT1407","搅拌式水合器200L,水合物过滤器160L，制冷机等",430000,"孙长宇",{"$error":"#N/A"},null,"化学工程学院","化学工程系","化工学院","","2015-10-30","2015-12-09","1900-01-02","15004997","2015Z2479","","","02","","2200912","控制设备","04110304","0305",0,0,"2016-01-18","中国","156","1900-01-02","","0","","1900-01-02","1972","石家庄威特称重技术有限公司","2014-07-07","2014-07-07","1","石家庄市学苑路19号付16号","B","2","1","0305"]
["1500289N","X射线衍射仪","EMPYREAN","台",1764176.66,"曾鹏晖","科学馆A座102",null,"化学工程学院","能源与催化工程系","化工学院","","2015-01-20","2015-01-20","1900-01-02","15000253","2015Z0179/","","","02","","2400405","射线式分析仪器","03030502","0309",0,0,"2015-11-13","荷兰","528","1900-01-02","","0","","1900-01-02","2017","思百吉有限公司","2013-11-13","2013-11-13","1","科学馆A座102","9","2","1","0309"]
["1500283N","X射线荧光光谱仪","AxiosmAX","台",1327004,"曾鹏晖","科学馆A座102",null,"化学工程学院","能源与催化工程系","化工学院","","2015-01-20","2015-01-20","1900-01-02","15000248","2015Z0180/","","","02","","2400405","射线式分析仪器","03030504","0309",0,0,"2014-01-13","荷兰","528","1900-01-02","","0","","1900-01-02","2017","思百吉有限公司","2012-01-05","2012-01-05","1","科学馆A座102","9","2","1","0309"]
["1500274N","实时在线反应分析系统","ReactIR 15","ReactIR 15",539606.06,"张睿","山东东营",null,"化学工程学院","化学工艺系","化工学院","","2015-01-13","2015-01-13","1900-01-02","15000243","2015Z0095/","","","02","","2400304","物理光学仪器","03040404","0302",0,0,"2016-01-13","美国","840","1900-01-02","","0","","1900-01-02","2384","梅特勒-托利多国际贸易（上海）有限公司","2013-12-31","2013-12-31","1","科学馆503","2","2","1","0302"]
["1402700S","激光粒度分析仪","EYETECH","测量粒度、粒形，0.1-3600微米",441021.68,"陈建义","工程西楼403",null,"化学工程学院","过程装备系","宋健斐","","2014-09-05","2014-09-05","1900-01-02","2014S1278","","","01167097","02","","2400601","分析天平及专用天平","03060120","0306",0,0,"2015-09-01","荷兰","528","2014-12-31","","1","","2014-09-05","2297","荷兰安米德有限公司","2014-09-01","2014-09-01","1","","1","1","1","0306"]
["1401505S","付立叶红外光谱分析仪","80V","包括中、近、远红外",1865484.42,"曹丽媛","化工楼A座102",null,"化学工程学院","能源与催化工程系","曹丽媛","","2014-05-16","2014-05-16","1900-01-02","2014S0755","总公司平台建设","","20320823","02","","2400304","物理光学仪器","03040404","0309",0,0,"2011-06-01","德国","276","2014-12-31","","1","","2014-05-16","1109","德国布鲁克","2010-05-01","2010-06-01","1","","2","2","1","0309"]
["1401504S","实时在线颗粒分析仪","*","FBRM/PVM",799812.46,"张睿","中试基地",null,"化学工程学院","化学工艺系","张璇","","2014-05-16","2014-05-16","1900-01-02","2014S0752","聚焦光束反射测量仪/颗粒录影仪，退款78633.76元。","","01166696，93","02","","2400601","分析天平及专用天平","03060118","0302",0,0,"2011-11-01","瑞士","756","2014-12-31","","1","","2014-05-16","1109","梅特勒-托利多（香港）有限公司","2010-11-01","2010-11-01","1","","2","2","1","0302"]
[99401300,"硫氮分析仪","ANTEK 7000NS","1PPNKS/N%<16%",752910,"刘旭霞","化工楼B座104",null,"化学工程学院","化学工艺系","廖綮玲","","1999-12-30","1999-12-30","1900-01-02","帐外设备","","","","02","","2400499","其他分析仪器","03030000","0402",0,0,"1995-11-01","美国","840","1999-12-30","","1","","1999-12-30","D011","ANTEK公司","1994-01-01","1994-11-01","B","","5","2","1","0302"]
[99086400,"超临界液体萃取仪","设计加工","小型连续式",485000,"许志明",{"$error":"#N/A"},null,"化学工程学院","化学工艺系","赵锁奇","","1999-12-01","1999-12-01","1900-01-02","99S433，01S1498","更新换釜/2016046附件报废","379","","03","","3030601","常减压蒸馏装置","04370907","0402",284000,2,"2000-12-01","中国","156","2013-07-15","","1","","1999-12-01","1221","石油大学(华东)石仪厂","1999-12-01","1999-12-01","B","","2","2","1","0302"]
[99029700,"冷膜塔","*","6.4×0.8×8M",597980,"刘艳升",{"$error":"#N/A"},null,"化学工程学院","化学工程系","刘艳升","","1999-06-01","1999-06-01","1900-01-02","99S200","","296","","03","","3030601","常减压蒸馏装置","04370715","0405",673060,36,"2000-06-01","中国","156","1999-06-01","","1","","1999-06-01","0715","兰州石油机械厂","1999-01-01","1999-06-01","B","","6","2","2","0304"]
[96072700,"高压透明管路","*","*",420600,"陈光进","化工楼A122",null,"化学工程学院","化学工程系","马文东","","1996-11-01","1996-11-01","1900-01-02","96S325","","514","","03","","3030601","常减压蒸馏装置","04370100","0406",15600,2,"1997-11-01","加拿大","156","1996-11-01","","1","","1996-11-01","1119","DBR公司","1996-11-01","1996-11-01","B","","3","1","1","0305"]
[93083000,"激光成像设备","*","*",854580,"陈鸿海","工程西楼",null,"化学工程学院","过程装备系","燕辉","","1993-12-01","1993-12-01","1900-01-02","0","","0","","02","","2400310","激光仪器","03040908","0303",1109160,22,"1994-12-01","美国","840","1993-12-01","","1","","1993-12-01","1624","美国光谱物理公司","1992-12-01","1993-12-01","B","","2","2","1","0306"]
[93020100,"无汞PVT装置","RUSKA-2370-601","*",1279189.45,"许志明","化工楼A523",null,"化学工程学院","化学工艺系","胡云翔","","1993-06-01","1993-06-01","1900-01-02","0","","0","","02","","2400499","其他分析仪器","03031110","0402",189631.22,5,"1994-06-01","美国","840","2012-12-31","","1","","1993-06-01","1221","RUSKA","1992-06-01","1993-06-01","B","","5","2","1","0302"]
[93016700,"色谱质谱联用仪","SSQ-710","10-2000amu",1201285.23,"史权","化工楼B座大厅",null,"化学工程学院","化学工艺系","杜蓉","","1993-05-01","1993-05-01","1900-01-02",0,"",0,"",2,"",2400408,"色谱仪",3030706,402,217896,10,"1994-05-01","美国",840,"1993-05-01","",1,"","1993-05-01",1334,"菲尼根公司","1992-05-01","1993-05-01","B","",5,2,1,302]
[93016500,"元素分析仪","PE2400-Ⅱ","测C H S N O",455995.1,"李瑞丽","化工楼A618",null,"化学工程学院","化学工程学院/教学实验中心","黄宗强","","1993-05-01","1993-05-01","1900-01-02","0","","0","","02","","2400404","光学式分析仪器","03030402","0402",200264.16,6,"1994-05-01","美国","840","1993-05-01","","1","","1993-05-01","1637","珀金－埃尔默公司","1992-05-01","1993-05-01","B","","5","2","1","0302"]
[86046200,"高压PVT实验室系统","2300-662-M","*",3069287.6,"陈光进","化工楼A122",null,"化学工程学院","化学工程系","陈卫东","","1986-10-01","1986-10-01","1900-01-02","860027","","860027","","03","","3030601","常减压蒸馏装置","04371100","0406",62812,4,"1987-10-01","美国","840","1986-10-01","","1","","1986-10-01","1119","RUSKA","1985-10-01","1986-10-01","B","","3","2","1","0305"]
[20138389,"等离子光谱仪","OPTIMA 7300(DV)","*",641524.06,"曹丽媛","科学馆A座104",null,"化学工程学院","能源与催化工程系","谭晴","","2013-10-31","2013-10-31","1900-01-02","2013S1730","","","15758561","02","","2400304","物理光学仪器","03040404","0309",0,0,"2013-12-01","美国","840","2013-12-31","","1","","2013-10-31","2313","珀金埃尔默仪器（香港）有限公司","2012-12-01","2012-12-01","1","","D","2","1","0309"]
[20138081,"原位显微拉曼分析仪","LabRAM XploRA","*",1074569.24,"孙长宇","化工楼A111",null,"化学工程学院","化学工程系","曾新阳","","2013-10-31","2013-10-31","1900-01-02","2013S1726 重油专项","","","13466308-14","02","","2400304","物理光学仪器","03040405","0305",0,0,"2013-06-01","法国","250","2013-12-31","","1","","2013-10-31","1972","HORIBA Jobin Yvon S.A.S","2012-06-01","2012-06-01","1","","2","2","1","0305"]
[20136849,"汽油加氢实验装置","自制","200ML",768115,"石冈","中试基地",null,"化学工程学院","能源与催化工程系","石冈","","2013-06-27","2013-06-27","1900-01-02","2013S1179","","","","03","","3601315","数学用化学分析及化工仪器","03141072","0303",0,0,"2014-04-01","中国","156","2013-07-15","","1","","2013-06-27","0673","无","2013-04-01","2013-04-01","1","","2","2","3","0303"]
[20134479,"化学抑制剂生产中试放大平台","*","*",840000,"陈光进","中试基地",null,"化学工程学院","化学工程系","闫柯乐","","2013-06-21","2013-06-21","1900-01-02","2013S0916","","","00647815","02","","2400699","其他试验仪器及装置","03060000","0305",66000,1,"2014-05-01","中国","156","2013-07-15","","1","","2013-06-21","1119","组装","2013-05-01","2013-05-01","1","","2","2","1","0305"]
[20130551,"气相色谱高分辨飞行时间质谱联用仪","GCT Premier","*",1119800.44,"史权","化工楼A617",null,"化学工程学院","化学工艺系","史权","","2013-12-02","2013-12-02","1900-01-02","2013S2636","","","12005511-12",2,"",2400408,"色谱仪",3030706,302,0,0,"2014-10-01","中国",156,"2013-12-31","",1,"","2013-12-02",1334,"WATERS","2013-06-01","2013-10-01",1,"",2,2,1,302]
[20130456,"同步热分析仪","TG/DSC1","*",508105,"曾鹏晖","科学馆A座104",null,"化学工程学院","能源与催化工程系","谭晴","","2013-01-08","2013-01-08","1900-01-02","2013S0060","","","05367864","02","","2400403","热学式分析仪器","03030226","0309",0,0,"2013-05-01","瑞士","756","2013-12-31","","1","","2013-01-08","2017","梅特勒.托利多","2012-05-01","2012-05-01","1","","D","2","1","0309"]
[20120449,"全自动程序升温化学吸附仪","Autochem Ⅱ 2920","温度40-1100℃；热导检测器；12路气体接口；",652632.95,"黄星亮","化工A座217",null,"化学工程学院","能源与催化工程系","黄星亮","","2012-03-13","2012-03-13","1900-01-02","2012S0295，12S0727","尾款","","16848248，02901084","02","","2400502","非金属材料试验机","03052007","031302",0,0,"2012-02-01","美国","840","2012-12-31","","1","","2012-03-13","0124","Micromeritics 公司","2011-02-01","2011-02-01","B","","A","1","1","0303"]
[20114904,"等离子光谱仪","Optima 7000DV","*",630337.28,"刘植昌","化工楼B座104",null,"化学工程学院","化学工艺系","马浩","","2011-12-05","2011-12-05","1900-01-02","2011S1912","","","09448792","02","","2400304","物理光学仪器","03040404","0302",0,0,"2012-05-01","美国","840","2011-12-05","","1","","2011-12-05","1620","PerkinElmer公司","2011-05-01","2011-05-01","1","","D","2","1","0302"]
[20113943,"高压注入泵","Stigma 300","100MPa",535970.6,"孙长宇","化工楼A111",null,"化学工程学院","化学工程系","陈俊","","2011-10-11","2011-10-11","1900-01-02","2011S1502","","","21312849","02","","2102002","真空应用设备","03060309","0305",0,0,"2011-10-01","法国","250","2011-10-11","","1","","2011-10-11","1972","ST公司","2010-09-01","2010-10-01","1","","2","2","1","0305"]
[20113292,"X光电子能谱仪","K-ALPHA","*",3770875.81,"曹丽媛","化工楼A102",null,"化学工程学院","能源与催化工程系","曹丽媛","","2011-08-28","2011-08-28","1900-01-02","2011S1221","中石油平台建设资金","","19419952","02","","2400499","其他分析仪器","03030707","0312",0,0,"2011-10-01","美国","840","2011-08-28","","1","","2011-08-28","2313","赛默飞世公司","2010-10-01","2010-10-01","1","","9","2","1","0312"]
[20111552,"原油实沸点蒸馏仪","FY-V","50L",470000,"赵锁奇","中试基地",null,"化学工程学院","化学工艺系","孙学文","","2011-03-29","2011-03-29","1900-01-02","2011S0448","","","00207396-40，402","02","","2400499","其他分析仪器","03031225","0302",0,0,"2012-03-01","中国","156","2011-03-29","","1","","2011-03-29","1279","抚顺科瑞特石油化工仪器设备有限公司","2011-03-01","2011-03-01","1","","2","2","1","0302"]
[20104728,"高压显微釜固相沉淀测定仪","HLC-1","HLC-1",1175308.64,"孙长宇",{"$error":"#N/A"},null,"化学工程学院","化学工程系","陈俊","","2010-12-20","2010-12-20","2012-03-07","2010S1661","","","19778732","02","","2400699","其他试验仪器及装置","03061300","0305",1075308.64,4,"2011-12-01","中国","156","2010-12-20","","1","","2010-12-20","1972","北京永瑞达科贸有限公司","2010-12-01","2010-12-01","1","","2","2","1","0305"]
[20104308,"全自动化学反应仪","ReactIR 45m","ReactIR 45m",1041262.26,"刘植昌","化工楼A503",null,"化学工程学院","化学工艺系","崔芳","","2010-12-08","2010-12-08","1900-01-02","2010S1542","","","12066437","03","","3030601","常减压蒸馏装置","03031230","0302",0,0,"2011-03-01","瑞士","756","2010-12-08","","1","","2010-12-08","1620","METTLER TOLEDO","2009-02-01","2010-03-01","1","","9","2","1","0302"]
[20104171,"在线图像颗粒测量仪","V 700S","PVM V700S",791072.57,"孙长宇","化工楼A314",null,"化学工程学院","化学工程系","陈俊","","2010-12-06","2010-12-06","1900-01-02","2010S1501","","","12066438","02","","2400601","分析天平及专用天平","03060117","0305",0,0,"2011-11-01","美国","840","2010-12-06","","1","","2010-12-06","1972","梅特勒托利多仪器公司","2010-11-01","2010-11-01","1","","9","2","1","0305"]
[20104128,"流化催化多反应器装置","*","*",653800,"高金森",{"$error":"#N/A"},null,"化学工程学院","化学工艺系","毕研涛","","2010-12-16","2010-12-16","1900-01-02","2010S1583（A）","","","04102271","03","","3030601","常减压蒸馏装置","04370606","0302",3800,1,"2011-11-01","中国","156","2010-12-16","","1","","2010-12-16","1564","北京惠尔三吉绿色化学科技有限公司","2010-11-01","2010-11-01","1","","9","2","1","0302"]
[20101998,"小型催化裂化试验装置","ACE-Model R+ MM","ACE-Model R+ MM (220V)",3073617.88,"曾鹏晖","化工楼A座104",null,"化学工程学院","能源与催化工程系","曾鹏晖","","2010-09-16","2010-09-16","1900-01-02","2010S0864","","","04569265","03","","3601315","数学用化学分析及化工仪器","03141057","0309",5900,2,"2011-09-01","中国","156","2013-12-31","","1","","2010-09-16","2017","美国Kayser科技有限公司","2010-09-01","2010-09-01","1","","F","2","1","0309"]
[20101844,"硫化物色谱仪","*","SCD检测器",684727.25,"刘海燕","化工楼A216",null,"化学工程学院","催化科学与技术研究所","石冈","","2010-09-07","2010-09-07","1900-01-02","2010S0771","鲍晓军离校交接","重点经费","02272418","02","","2400408","色谱仪","03030600","0303",0,0,"2011-09-01","荷兰","528","2010-09-07","","1","","2010-09-07","2261","荷兰AC公司","2010-09-01","2010-09-01","1","","9","2","1","0303"]
[20101727,"色谱仪(AC高速炼厂气分析仪）","7890A GC system","7890A (G3440A)",897779.25,"曾鹏晖","化工楼A座104",null,"化学工程学院","能源与催化工程系","曾鹏晖","","2010-09-16","2010-09-16","1900-01-02","2010S0865","","","26661790","02","","2400408","色谱仪","03030600","0309",0,0,"2011-08-01","中国","156","2010-09-16","","1","","2010-09-16","2017","AC公司","2010-08-01","2010-08-01","1","","F","2","1","0309"]
[20101721,"离子回旋共振质谱仪","APEX_ULTRA94","9.4T/100M",7406489.29,"史权","化工楼A103",null,"化学工程学院","化学工艺系","潘娜","","2010-08-31","2010-08-31","1900-01-02","2010S0696","","",19722470,2,"",2400407,"质谱仪",3030714,302,44139,1,"2010-12-01","美国",840,"2010-08-31","",1,"","2010-08-31",1334,"美国布鲁克.道尔顿公司","2009-12-01","2009-12-01",1,"","F",2,1,302]
[20101012,"三维粒子动态分析仪","PDPA","三维*5W",1818028.33,"王娟","工程西楼102",null,"化学工程学院","过程装备系","刘美丽","","2010-05-11","2010-05-11","1900-01-02","2010S0386","毛羽","","26661507","02","","2400506","振动台与冲击台","03052518","0407",0,0,"2010-10-01","丹麦","208","2010-05-11","","1","","2010-05-11","2087","Dantec公司","2009-10-01","2009-10-01","B","","F","2","1","0306"]
[20093247,"差示扫描热量计","Q2000","Tzero技术，MDSC，高压单元：7MPa 低温单元：-150℃",664087.85,"胡玉峰","中试基地",null,"化学工程学院","化学工程系","褚宏达","","2009-12-14","2009-12-14","1900-01-02","2009S1388","","","06232726","02","","2400403","热学式分析仪器","03061404","0406",0,0,"2009-12-01","美国","840","2009-12-14","","1","","2009-12-14","1487","TA-沃特斯公司","2008-08-01","2008-12-01","B","","F","2","1","0305"]
[20093075,"X射线衍射仪","bruker D8 Advance","230V 65KVA",1692745.5,"曹丽媛","化工楼A102",null,"化学工程学院","能源与催化工程系","曹丽媛","","2009-12-08","2009-12-08","1900-01-02","2009S1333","","","06232728","02","","2400405","射线式分析仪器","03030502","0411",5400,2,"2010-03-01","德国","276","2012-12-31","","1","","2009-12-08","2313","德国布鲁克","2009-03-01","2009-03-01","B","","F","2","1","0309"]
[20093069,"色谱质谱联用仪","7890A-5975C","*",423834.45,"史权","化工楼A617",null,"化学工程学院","化学工艺系","史权","","2009-12-07","2009-12-07","1900-01-02","2009S1329","","",6232727,2,"",2400408,"色谱仪",3030706,402,1349.78,1,"2010-10-01","美国",840,"2014-12-31","",1,"","2009-12-07",1334,"安捷伦科技有限公司","2009-05-01","2009-10-01","B","",4,2,1,302]
[20092975,"水合物成藏三维模拟装置","300L","32MPa，200升",473060,"孙长宇","中试基地",null,"化学工程学院","化学工程系","粟科华","","2009-11-24","2009-11-24","1900-01-02","2009S1262，01S0045"," 增加支撑结构","","01155791 90 92 93","02","","2400699","其他试验仪器及装置","03061300","0406",1260,1,"2010-11-01","中国","156","2009-11-24","","1","","2009-11-24","1972","辽宁开原化工机械有限公司","2009-11-01","2009-11-01","B","","D","2","1","0305"]
[20082215,"硫氮分析仪","EA3100","1400*500*600mm",428293.56,"刘旭霞","化工楼B座104",null,"化学工程学院","化学工艺系","刘旭霞","","2008-09-23","2008-09-23","1900-01-02","2008S0958","","","27920129","02","","2400404","光学式分析仪器","03030402","0402",15450,1,"2009-03-01","德国","276","2012-12-31","","1","","2008-09-23","D011","德国耶拿分析仪器股份公司","2008-03-01","2008-03-01","B","","F","2","1","0302"]
[20080157,"水合物成藏一维模拟实验装置","*316不锈钢","*内径25mm*高1000",671887.56,"孙长宇","化工楼A119",null,"化学工程学院","化学工程系","陈立涛","","2008-03-05","2008-03-05","1900-01-02","2008S0172","","","04023101","03","","3230306","生产线及装配线","04260100","0406",14800,2,"2009-01-01","中国","156","2012-12-31","","1","","2008-03-05","1972","北京高宇鲲腾机械有限公司","2008-01-01","2008-01-01","B","","D","2","1","0305"]
[20051947,"多功能超临界萃取分馏制备仪","SEF-Ⅲ","3.5L",569598,"许志明",{"$error":"#N/A"},null,"化学工程学院","化学工艺系","许志明","","2005-12-08","2005-12-08","1900-01-02","2005S0762","","","","03","","3030601","常减压蒸馏装置","04370907","0409",198000,1,"2006-09-01","中国","156","2013-07-15","","1","","2005-12-08","1221","石仪科技实业发展公司","2005-09-01","2005-09-01","B","","1","1","1","031302"]
[20050585,"汽油烃组成分析仪","*","*",760981.23,"梁咏梅","化工楼B座104",null,"化学工程学院","化学工艺系","梁咏梅","","2005-05-17","2005-05-17","1900-01-02","2005S0236","","","","02","","2400401","电化学分析仪器","03030153","0402",0,0,"2006-01-01","荷兰","528","2005-05-17","","1","","2005-05-17","1403","AC公司","2004-02-01","2005-01-01","B","","2","2","1","0302"]
[20050185,"纳米粒度电位分析仪","*","*",480271.11,"曾鹏晖","化工楼A座104",null,"化学工程学院","能源与催化工程系","曾鹏晖","","2005-04-06","2005-04-06","1900-01-02","2005S0080","","","","03","","3602300","生理仪器","03250257","040C",0,0,"2006-01-01","英国","826","2005-04-06","","1","","2005-04-06","2017","马尔文公司","2004-03-01","2005-01-01","B","","D","2","1","0309"]
[20050001,"多功能超临界中试平台装置","*","10KG/HR",509460,"许志明","中试基地",null,"化学工程学院","化学工艺系","许志明","","2005-03-17","2005-03-17","1900-01-02","2005S0001","","","","03","","3030601","常减压蒸馏装置","04370721","0402",18920,10,"2006-01-01","中国","156","2005-03-17","","1","","2005-03-17","1221","海安石油科研仪器厂","2004-10-01","2005-01-01","B","","D","2","1","0302"]
[20042774,"高温模拟蒸馏系统","AC Agilent 6890","*",552500,"史权","化工楼B座104",null,"化学工程学院","化学工艺系","史权","","2004-12-31","2004-12-31","1900-01-02","2004S868","","","","02","","2400408","色谱仪","03030623","0402",0,0,"2005-01-01","荷兰","528","2004-12-31","","1","","2004-12-31","1334","AC","2003-12-01","2004-01-01","B","","9","2","1","0302"]
[20042773,"气相色谱-质谱联用仪","Trace-DSQ","*",874021,"史权","化工楼B座104",null,"化学工程学院","化学工艺系","史权","","2004-12-31","2004-12-31","1900-01-02","2004S868","","","",2,"",2400408,"色谱仪",3030706,402,0,0,"2005-01-01","美国",840,"2004-12-31","",1,"","2004-12-31",1334,"热电菲尼根公司","2004-01-01","2004-01-01","B","",9,2,1,302]
[20042338,"全自动程序升温化吸附分析仪","Autosor6-1","*",775005.67,"申宝剑","化工楼A座104",null,"化学工程学院","能源与催化工程系","申宝剑","","2004-11-30","2004-11-30","1900-01-02","2004S660","","","","02","","2400502","非金属材料试验机","03052007","040C",0,0,"2005-11-01","美国","840","2004-11-30","","1","","2004-11-30","1649","DIGILAB公司","2004-11-01","2004-11-01","B","","D","2","1","0309"]
[20041318,"表面分析仪","2020M","*",451003.49,"曾鹏晖","化工楼A座104",null,"化学工程学院","能源与催化工程系","曾鹏晖","","2004-07-07","2004-07-07","1900-01-02","2004S338","","","","02","","2400499","其他分析仪器","03030716","0403",0,0,"2005-01-01","美国","840","2004-07-07","","1","","2004-07-07","2017","麦克仪器公司","2003-11-01","2004-01-01","B","","D","2","1","0303"]
[20032778,"清洁汽油生产中试装置","*","*",564905,"刘植昌","中试基地",null,"化学工程学院","化学工艺系","刘植昌","","2003-12-19","2003-12-19","1900-01-02","2003S672","","","","03","","3260202","物理、化学处理设备","04400200","0402",1043308,72,"2004-12-01","中国","156","2003-12-19","","1","","2003-12-19","1620","组装","2003-12-01","2003-12-01","B","","D","2","1","0302"]
[20032488,"加氢高压装置","JQ-3","*",446800,"周亚松","马池口文汇天创院内",null,"化学工程学院","化学工艺系","周亚松","","2003-12-05","2003-12-05","1900-01-02","2003S599","","","","03","","3601303","教学用力学仪器","03140142","0402",29190,3,"2004-09-01","中国","156","2003-12-05","","1","","2003-12-05","0613","海安石油科研仪器厂","2003-09-01","2003-09-01","B","","D","2","1","0302"]
[20020795,"X射线衍射仪","XRD-6000","*",531060,"曹丽媛","化工楼A208",null,"化学工程学院","能源与催化工程系","李然家","","2002-06-22","2002-06-22","1900-01-02","02S184 07S389 08S452"," 更新电缆","","","02","","2400405","射线式分析仪器","03030502","0403",0,0,"2003-04-01","日本","392","2002-06-22","","1","","2002-06-22","2313","日本岛津公司","2002-04-01","2002-04-01","B","","2","2","1","0303"]
[20010864,"气相色谱仪","HP6890","*",421874.78,"梁咏梅","化工楼B座104",null,"化学工程学院","化学工艺系","梁咏梅","","2001-10-14","2001-10-14","1900-01-02","2001S343（b）","","","","02","","2400408","色谱仪","03030601","0402",19913.43,1,"2002-01-01","美国","840","2014-12-31","","1","","2001-10-14","1403","安捷伦","2000-10-01","2001-01-01","B","","9","2","1","0302"]
[20139490,"注热井口套管头室内试验装置","HKR80-35","*",465000,"杨进","天津塘沽实验现场",null,"海洋工程研究院","海洋工程研究院","李佳","","2013-11-18","2013-11-18","1900-01-02","2013S2325重大专项","","","06560483","03","","3010901","液压支架","04340207","0207",0,0,"2014-05-01","中国","156","2013-12-31","","1","","2013-11-18","0516","胜利油田胜机石油装备有限公司","2013-05-01","2013-05-01","1","","2","2","1","0207"]
[20139489,"注热井口套管头现场试验装置","2FZ28-351B","*",580000,"杨进","天津塘沽实验现场",null,"海洋工程研究院","海洋工程研究院","李佳","","2013-11-18","2013-11-18","1900-01-02","2013S2324重大专项","","","02092908-12","03","","3010901","液压支架","04340207","0207",0,0,"2014-05-01","中国","156","2013-12-31","","1","","2013-11-18","0516","上海神开石油设备有限公司","2013-05-01","2013-05-01","1","","2","2","1","0207"]
["1628138N","岩石声波孔渗岩心测试系统","Benchlab7000","压力下岩样渗透率孔隙度测量模块和声速测量模块",1972000,"魏建新",{"$error":"#N/A"},null,"地球物理与信息工程学院","物探系","信息学院","","2016-12-19","2016-12-26","1900-01-02","16006453","2016Z3648","","","03","","3600206","井中物探仪器","03220507","0502",0,0,"2017-08-03","美国","840","1900-01-02","","0","","1900-01-02","1623","New England Research","2016-07-05","2016-08-03","1","地质楼112室","2","2","1","0502"]
["1622608N","高温高压孔隙驱替装置","HXKY-B","*",798000,"赵建国",{"$error":"#N/A"},null,"地球物理与信息工程学院","物探系","信息学院","","2016-11-04","2016-11-11","1900-01-02","16005130","2016Z2849","","","03","","3601317","教学用地理仪器","03141309","0510",0,0,"2017-11-02","中国","156","1900-01-02","","0","","1900-01-02","2180","南通华兴石油仪器有限公司","2010-06-17","2010-06-17","1","地质楼一层西大厅","2","2","1","0510"]
["1608066N","刀片式服务器及高性能存储","DELL PowerEdge M1000E","DELL PowerEdge M1000E",1085000,"王尚旭",{"$error":"#N/A"},null,"地球物理与信息工程学院","物探系","信息学院","","2016-03-29","2016-04-18","1900-01-02","16001404","2016C0078","","","02","","2010102","小型机","05010104","0502",0,0,"2017-03-29","中国","156","1900-01-02","","0","","1900-01-02","0729","厦门-戴尔（中国）有限公司","2015-09-18","2015-09-18","1","地质楼2层217","2","2","1","0502"]
["1604073N","高性能集群存储设备","NAJ-0801","500T",3360000,"王润秋",{"$error":"#N/A"},null,"地球物理与信息工程学院","物探系","信息学院","","2016-03-09","2016-03-25","1900-01-02","16000853","2016Z0378","","","02","","2010501","磁盘机","05010535","0502",0,0,"2017-03-08","中国","156","1900-01-02","","0","","1900-01-02","1183","NETAPP","2016-03-08","2016-03-08","1","地质楼215","F","2","1","0502"]
["1603979N","泥浆脉冲无线数据传输系统(含转接头)","研制","小井眼随钻测量仪器直径40mm，长度8700m",965382,"朱明达",{"$error":"#N/A"},null,"地球物理与信息工程学院","测控系","信息学院","","2016-03-03","2016-03-25","1900-01-02","16000741","2016Z0316","","","03","","3600209","钻探测井仪器","03220710","0504",0,0,"2017-01-20","中国","156","1900-01-02","","0","","1900-01-02","1094","北京嘉禾石油技术有限公司","2016-01-20","2016-01-20","1","工程东楼井下过程模拟实验室","2","2","1","0504"]
["1600046N","中尺寸核磁共振分析与成像系统","MesoMR23-060H-I","MesoMR23-060H-I",1180000,"肖立志",{"$error":"#N/A"},null,"地球物理与信息工程学院","测井系","信息学院","","2016-01-07","2016-02-26","1900-01-02","16000027","2016Z0014","","","02","","2400406","波谱仪","03030709","0503",0,0,"2015-12-25","中国","156","1900-01-02","","0","","1900-01-02","2306","上海纽迈电子科技有限公司","2014-12-25","2015-07-17","1","数岩科技","2","2","1","0503"]
["1501302N","X射线CT断层扫描仪","MicroXCT400","*",3826622.06,"王尚旭","地质楼南平房",null,"地球物理与信息工程学院","物探系","信息学院","","2015-04-29","2015-06-18","1900-01-02","15000755","2015Z0763/赵建国","","","03","","3601404","剂量仪器","03210424","0508",0,0,"2012-12-01","美国","840","1900-01-02","","0","","1900-01-02","0729","Xradia公司","2011-12-01","2011-12-01","1","地质楼南平房","2","2","1","0508"]
["1500265N","核磁共振成像仪","Research Lab","23MHz，500mT/m",440754.6,"廖广志","地质楼301",null,"地球物理与信息工程学院","测井系","信息学院","","2015-12-03","2015-12-30","1900-01-02","15000234","2015Z3171","","","02","","2400406","波谱仪","03030709","0503",0,0,"2015-06-20","德国","276","1900-01-02","","0","","1900-01-02","2013880002","Puredevice","2014-05-15","2014-06-21","1","地质楼301","2","2","1","0503"]
["1500263N","单边核磁共振仪","PM25","13MHz，60us，286KHz/mm",459826.67,"廖广志","地质楼301",null,"地球物理与信息工程学院","测井系","信息学院","","2015-12-03","2015-12-30","1900-01-02","15000232","2015Z3169","","","02","","2400406","波谱仪","03030709","0503",0,0,"2014-09-20","德国","276","1900-01-02","","0","","1900-01-02","2013880002","Magritek","2013-08-01","2013-09-20","1","地质楼301","2","2","1","0503"]
["1500260N","岩心核磁共振分析仪","RCA 2MHz","2MHz主频，500mT脉冲梯度，60us最小回波间隔",1346575.15,"肖立志","地质楼301",null,"地球物理与信息工程学院","测井系","信息学院","","2015-12-03","2015-12-30","1900-01-02","15000230","2015Z3170","","","02","","2400406","波谱仪","03030709","0503",0,0,"2014-12-20","新西兰","554","1900-01-02","","0","","1900-01-02","2306","Magritek","2013-10-02","2013-12-20","1","地质楼301","2","2","1","0503"]
[97125400,"电磁勘探系统","V5-2000","V5-2000",2186731.05,"赵建国","地质楼223",null,"地球物理与信息工程学院","物探系","戴世坤","","1997-12-01","1997-12-01","1900-01-02","97S566","",972,"国外订",3,"",3600299,"其他地质勘探、钻采及人工地震仪器",3220000,109,4182764.04,8,"1998-12-01","加拿大",124,"1997-12-01","",1,"","1997-12-01",2180,"凤凰公司","1997-01-01","1997-12-01","B","",3,2,1,502]
[97006100,"电阻率自动联测装置","RCCP","RCCP",1598651.05,"柯式镇","地质楼314",null,"地球物理与信息工程学院","测井系","冯启宁","","1997-01-01","1997-01-01","1900-01-02","97S049","",61,"国外订",2,"",2410301,"电阻器、电容器参数测量仪",3190515,"010A",13216,3,"1998-01-01","美国",840,"2012-12-31","",1,"","1997-01-01",938,"岩石公司","1995-01-01","1997-01-01","B","",3,2,1,503]
[96004000,"物理实验自动定位系统","*","*",644600,"狄帮让","地质楼118",null,"地球物理与信息工程学院","物探系","狄邦邦","","1996-01-01","1996-01-01","1900-01-02","96S018 2004S604","",40,"",3,"",3600213,"岩石矿物理性质测试仪器",3221000,109,123200,22,"1997-01-01","中国",156,"1996-01-01","",1,"","1996-01-01",1453,"上海精密机床修理厂","1991-12-01","1996-01-01","B","",2,2,1,502]
[20126217,"岩石声学参数温压伺服测试系统","YSW-600/120","轴压加载：静压600KN，动态800KN，测量精度小于1%。",1154000,"魏建新","地质楼115",null,"地球物理与信息工程学院","物探系","伊京翠","","2012-12-04","2012-12-04","1900-01-02","2012S2298","","",409468,2,"",2400502,"非金属材料试验机",3052218,502,100000,1,"2013-11-01","中国",156,"2014-06-01","",1,"","2012-12-04",1623,"长春市朝阳试验仪器有限公司","2012-11-01","2012-11-01",1,"",2,2,1,502]
[20121359,"高温覆压孔渗测定仪","FYKS-1","*",492100,"王尚旭","地质楼110",null,"地球物理与信息工程学院","物探系","王尚旭","","2012-05-14","2012-05-14","1900-01-02","2012S0694，2012S1625","2011年6月发票号00136168，2011年11月发票号00136485为补设备帐。","",136484,3,"",3600206,"井中物探仪器",3220511,502,2100,1,"2012-10-01","中国",156,"2012-12-31","",1,"","2012-05-14",729,"海安县华丰科研仪器销售部","2011-10-01","2011-10-01",1,"",2,2,1,502]
[20121335,"低频探测仪","组装","*",1769031,"王尚旭","地质楼3",null,"地球物理与信息工程学院","物探系","赵建国","","2012-05-14","2012-05-14","1900-01-02","2012S0693","","",12277720,3,"",3601401,"辐射仪器",3210117,502,0,0,"2012-10-01","美国",840,"2012-12-31","",1,"","2012-05-14",729,"Wavent LLC","2011-10-01","2011-10-01",1,"",2,2,1,502]
[20114675,"激光干涉仪","TEMPO 2D","面外灵敏度：2*10-7nm(W/Hz)1/2 带宽：10KHz-10MHz",742057.13,"魏建新","地质楼113",null,"地球物理与信息工程学院","物探系","伊京翠","","2011-11-28","2011-11-28","1900-01-02","2011S1857","","",14345129,2,"",2400303,"光学计量仪器",3040303,502,0,0,"2012-11-01","美国",840,"2013-12-31","",1,"","2011-11-28",1623,"MATRX-U/E TECHNOLOGIES-LIMITBD公司","2011-11-01","2011-11-01",1,"","D",2,1,502]
[20110918,"半实物催化裂化装置","*","*",2520000,"罗雄麟","地质楼一层南大厅",null,"地球物理与信息工程学院","自动化系","刘凤明","","2011-03-14","2011-03-14","1900-01-02","2011S0316","00797926-29 16554522 16554517 16554516","","005508441-59",3,"",3601315,"数学用化学分析及化工仪器",3141075,50603,0,0,"2012-03-01","中国",156,"2011-03-14","",1,"","2011-03-14",1636,"北京科力丹迪科技开发有限公司","2011-03-01","2011-03-01",1,"",1,1,1,50603]
[20110915,"集散控制系统","*","*",990000,"罗雄麟","地质楼117",null,"地球物理与信息工程学院","自动化系","刘凤明","","2011-03-14","2011-03-14","1900-01-02","2011S0315","00797926-29 16554522 16554517 16554516","","05508441-59 00797926",2,"",2400108,"集中控制装置",3011133,50603,0,0,"2012-03-01","中国",156,"2011-03-14","",1,"","2011-03-14",1636,"霍尼韦尔","2011-03-01","2011-03-01",1,"",1,1,1,50603]
[20101842,"声波测井高精度定位系统","定制","*",576000,"乔文孝","地质楼南平房",null,"地球物理与信息工程学院","测井系","宗茫茫","","2010-09-26","2010-09-26","1900-01-02","2010S0932 10S1347","尾款","",4820669,3,"",3600399,"其他地震仪器",3220326,503,0,0,"2011-09-01","中国",156,"2010-09-26","",1,"","2010-09-26",1910,"天津维杰泰克自动化技术有限公司","2010-09-01","2010-09-01",1,"",9,2,1,503]
[20101306,"自然γ射线测量系统","GMX50P4-83","*GMX50P4-83",645073.6,"吴文圣","地下室",null,"地球物理与信息工程学院","测井系","宗茫茫","","2010-06-01","2010-06-01","1900-01-02","2010S0507","","",14212301,3,"",3601402,"射线谱仪器",3210201,110,0,0,"2011-05-01","中国",156,"2010-06-01","",1,"","2010-06-01",2051,"ORTEC公司","2010-05-01","2010-05-01","B","","F",2,1,503]
[20100545,"准分子激光器系统","COMPEXPRO50","2G 320G 19寸",542857.79,"王兵","地质楼306",null,"地球物理与信息工程学院","测井系","宗茫茫","","2010-03-31","2010-03-31","2014-01-13","2010S0206","原领用人陶果变更为王兵2014.1.13","","12754171 18455874",2,"",2400310,"激光仪器",3040908,110,0,0,"2011-03-01","美国",840,"2010-03-31","",1,"","2010-03-31",2011880020,"美国相干公司","2010-03-01","2010-03-01","B","","F",2,1,503]
[20041342,"双三维多功能坐标定位机","*","*",899774,"狄帮让",{"$error":"#N/A"},null,"地球物理与信息工程学院","物探系","狄邦让","","2004-09-07","2004-09-07","2011-06-22","2004S351，11S1082","系统升级改造（见合同）经费来源平台建设","","",2,"",2400704,"角度量仪",12020222,109,201774,4,"2005-01-01","中国",156,"2004-09-07","",1,"","2004-09-07",1453,"上海森宝机电设备厂","2002-08-01","2004-01-01","B","","B",2,1,502]
["1623351N","高温高压表面界面分析系统","DSA100","PD-E11750LL",1871500,"王洪玉",{"$error":"#N/A"},null,"地球科学学院","盆地与油藏研究中心","地球科学","","2016-11-23","2016-12-05","1900-01-02","16005660","2016Z3055","","","02","","2400303","光学计量仪器","03040352","0107",0,0,"2018-09-19","德国","276","1900-01-02","","0","","1900-01-02","1499","KRUSS","2016-06-16","2016-09-19","1","地质楼103","2","2","1","0107"]
["1623236N","岩石评价分析仪","OGE-Ⅵ","S1、S2、S3、S4热解",700000,"朱雷",{"$error":"#N/A"},null,"地球科学学院","地球化学与环境科学系","地球科学","","2016-11-21","2016-12-05","1900-01-02","16005615","2016C0861","","","02","","2400403","热学式分析仪器","03030231","0106",0,0,"2017-11-17","中国","156","1900-01-02","","0","","1900-01-02","0956","南通华兴石油仪器有限公司","2016-11-17","2016-11-17","1","地质楼414","2","3","1","0106"]
["1612561N","地质探测仪","DGR深层探地雷达","26mm，41mm便携取样",1050124.85,"吴胜和",{"$error":"#N/A"},null,"地球科学学院","油气勘探与开发地质系","地球科学","","2016-07-07","2016-07-08","1900-01-02","16002016","2016Z1903","","","02","","2300199","其他地面雷达","05060503","0102",0,0,"2017-04-26","中国","156","1900-01-02","","0","","1900-01-02","0015","美国绍尔","2013-12-25","2013-12-25","1","地质楼805","2","2","1","0102"]
["1600554N","气相色谱质谱联用仪","7890B-5977A","气相色谱，单四极杆质谱",444431.9,"师生宝",{"$error":"#N/A"},null,"地球科学学院","地球化学与环境科学系","地球科学","","2016-03-01","2016-03-25","1900-01-02","16000221","2016Z0255","","","02","","2400408","色谱仪","03030706","0106",0,0,"2016-08-26","中国","156","1900-01-02","","0","","1900-01-02","2286","安捷伦","2015-07-09","2015-08-24","1","地质楼318","2","2","1","0106"]
["1513950N","岩心图象高分辨率采集仪","YXCJB-Ⅶ型","600mm*400mm*750mm",1053800,"王贵文",{"$error":"#N/A"},null,"地球科学学院","地质学系","地球科学","","2015-12-14","2015-12-31","1900-01-02","15005906","2015Z3390","","","02","","2310999","其他电报通信设备","05030309","010301",0,0,"2016-11-23","中国","156","1900-01-02","","0","","1900-01-02","0650","荆州市华孚信息技术有限公司","2015-10-20","2015-11-23","1","新办公楼B座406","1","1","1","010301"]
["1512482N","偏光显微镜（含光度计）","DP4500P","80cn*30cm*40cm",683598.94,"倪智勇","地质楼319",null,"地球科学学院","地球化学与环境科学系","地球科学","","2015-12-03","2015-12-30","1900-01-02","15005353","2015Z3160","","","02","","2400301","显微镜","03040124","0106",0,0,"2016-11-16","德国","276","1900-01-02","","0","","1900-01-02","2012880049","铼卡","2015-11-09","2015-11-09","1","地质楼319","2","2","1","0106"]
["1502396N","等温吸附仪","ISOSORP-hpstatic","3000mm*2500mm",1559611.81,"罗情勇","地质楼326",null,"地球科学学院","地球化学与环境科学系","地球科学","","2015-05-28","2015-06-19","1900-01-02","15002777","2015Z1046","","","02","","2400502","非金属材料试验机","03052007","0106",0,0,"2013-05-02","德国","276","1900-01-02","","0","","1900-01-02","","德国rubotherm gmbh","2012-05-02","2012-05-02","B","地质楼326","2","2","1","0106"]
["1500136N","生烃排烃模拟实验装置","kdsm-2000","kdsm-2000",600000,"吴嘉","地质楼214",null,"地球科学学院","地球化学与环境科学系","地球科学","","2015-01-26","2015-01-26","1900-01-02","15000163","2015Z0258/","","","02","","2400699","其他试验仪器及装置","03061300","0104",0,0,"2015-06-10","中国","156","1900-01-02","","0","","1900-01-02","2013880071","江苏珂地石油仪器有限公司","2014-06-10","2014-06-10","1","地质楼214","2","2","1","0104"]
["1500135N","压实成岩模拟实验装置","kdsm-2001","kdsm-2001",600000,"吴嘉","地质楼214",null,"地球科学学院","地球化学与环境科学系","地球科学","","2015-01-26","2015-01-26","1900-01-02","15000162","2015Z0257/","","","02","","2400699","其他试验仪器及装置","03061300","0104",0,0,"2015-06-10","中国","156","1900-01-02","","0","","1900-01-02","2013880071","江苏珂地石油仪器有限公司","2014-06-10","2014-06-10","1","地质楼214","2","2","1","0104"]
["1405947S","黄金管热模拟实验装置","ST-120-2","ST-120-2",660000,"吴嘉","地质楼324",null,"地球科学学院","地球化学与环境科学系","吴嘉","","2014-12-19","2014-12-19","1900-01-02","2014S2481","","","00096693","02","","2400699","其他试验仪器及装置","03061300","0106",0,0,"2015-12-01","中国","156","2014-12-19","","1","","2014-12-19","2013880071","江苏华安科研仪器有限公司","2014-06-01","2014-12-01","1","","2","2","1","0106"]
[99400300,"显微镜光度计","*","*",1119020,"倪智勇","地质楼317",null,"地球科学学院","地球化学与环境科学系","王飞宇","","1999-12-30","1999-12-30","2013-11-15","帐外设备","DB013领用人王飞宇变更为倪智勇2013.11.15","","","02","","2400304","物理光学仪器","03040424","0102",19840,3,"1993-01-01","德国","276","2013-12-31","","1","","1999-12-30","2012880049","莱卡公司","1992-01-01","1992-01-01","B","","5","2","1","0106"]
[99035600,"离子色谱仪","DX-100","标准偏差毫克升范围〈5％",817988.96,"王新伟","地质楼322",null,"地球科学学院","地球化学与环境科学系","王洪玉","","1999-07-01","1999-07-01","1900-01-02","99S241","","355","00201","02","","2400408","色谱仪","03030600","010B",115192,4,"2000-07-01","美国","840","1999-07-01","","1","","1999-07-01","1858","DIONEX","1998-12-01","1999-07-01","B","","D","2","1","0104"]
[97097400,"烃分析仪","GHM-02","GHM-02",958156.74,"万云洋","地质楼322",null,"地球科学学院","地球化学与环境科学系","朱雷","","1997-12-01","1997-12-01","1900-01-02","97S508"," 设备升级","692","国外订","02","","2400401","电化学分析仪器","03030100","0104",0,0,"1998-12-01","挪威","578","1997-12-01","","1","","1997-12-01","2247","挪威地球化实验室","1997-01-01","1997-12-01","B","","D","2","1","0104"]
[97022100,"数据采集系统","HP HD7500","540个通道",697360,"王洪玉",{"$error":"#N/A"},null,"地球科学学院","盆地与油藏研究中心","王洪玉","","1997-05-01","1997-05-01","1900-01-02","97S165","","221","国外定","02","","2010699","其他输入输出设备","05010526","010B",0,0,"1998-05-01","美国","840","1997-05-01","","1","","1997-05-01","1499","HP公司","1997-01-01","1997-05-01","B","","3","2","1","0107"]
[96040100,"多功能岩芯流动装置","自制","*",500000,"王洪玉","地质楼103",null,"地球科学学院","盆地与油藏研究中心","曾溅辉","","1996-10-01","1996-10-01","1900-01-02","96S193","","188","","03","","3601317","教学用地理仪器","03141309","010B",999998,8,"1997-10-01","中国","156","1996-10-01","","1","","1996-10-01","1499","杨州华达石油仪器厂","1996-01-01","1996-10-01","B","","3","2","3","0107"]
[95064600,"偏光显微镜","Leica Leitz Dmrxp","*",507102.45,"倪智勇","地质楼319",null,"地球科学学院","地球化学与环境科学系","吴胜和","","1995-09-01","1995-09-01","2013-11-15","95S272","DB014领用人吴胜和变更为倪智勇2013.11.15","457","*","02","","2400301","显微镜","03040124","0102",0,0,"1996-09-01","中国","156","1995-09-01","","1","","1995-09-01","2012880049","中辉国际贸运公司","1995-07-01","1995-09-01","B","","3","2","1","0106"]
[93043200,"万能显微镜","A*10SKOP","*",687535.25,"朱毅秀","地质楼705",null,"地球科学学院","地质学系","朱毅秀","","1993-10-01","1993-10-01","1900-01-02","0","","0","","02","","2400301","显微镜","03040121","0103",312895.4,4,"1994-10-01","德国","276","1993-10-01","","1","","1993-10-01","0539","无","1992-10-01","1993-10-01","B","","3","2","1","0105"]
[20137164,"裂变径迹自动测试仪","*","*",1171591.96,"邱楠生","地质楼319室",null,"地球科学学院","盆地与油藏研究中心","朱传庆","","2013-07-03","2013-07-03","1900-01-02","2013S1259","","","15759047","03","","3600299","其他地质勘探、钻采及人工地震仪器","03220000","0106",0,0,"2014-07-01","澳大利亚","036","2013-12-31","","1","","2013-07-03","1216","澳大利亚","2013-07-01","2013-07-01","1","","2","2","1","0106"]
[20111824,"飞行时间质谱联用仪","4DGCXGC-TOFMS","*",2325246,"朱丹","地质楼316",null,"地球科学学院","地球化学与环境科学系","郑颖","","2011-04-13","2011-04-13","1900-01-02","2011S0623","","","18651379","02","","2400407","质谱仪","03030714","0106",3240,1,"2012-04-01","美国","840","2011-04-13","","1","","2011-04-13","1595","美国力可","2011-04-01","2011-04-01","1","","2","2","1","0106"]
[20111794,"稳定同位素质谱仪","MAT 253","C N O H",3971074.59,"师生宝","地质楼311",null,"地球科学学院","地球化学与环境科学系","郑颖","","2011-04-12","2011-04-12","1900-01-02","2011S0603","","","10816741","02","","2400407","质谱仪","03030714","0104",0,0,"2012-04-01","德国","276","2011-04-12","","1","","2011-04-12","1912","德国热电","2011-04-01","2011-04-01","1","地质楼311","F","2","1","0104"]
[20111793,"激光溶蚀稳定同位素","*","FD-110A",449602,"师生宝","地质楼311",null,"地球科学学院","地球化学与环境科学系","郑颖","","2011-04-12","2011-04-12","1900-01-02","2011S0602","","","14382023","03","","3601402","射线谱仪器","03210224","0104",0,0,"2012-04-01","美国","840","2011-04-12","","1","","2011-04-12","1912","NEW WAVE 公司","2011-04-01","2011-04-01","1","地质楼311","F","2","1","0104"]
[20101822,"元素分析仪","EL cube CHNSO","480*550*550 approx.65㎏ net  230/110VAC 50/60Hz",532566,"朱丹","地质楼323",null,"地球科学学院","地球化学与环境科学系","郑颖","","2010-09-07","2010-09-07","1900-01-02","2010S0757","","","26843298","02","","2400404","光学式分析仪器","03030402","0106",0,0,"2011-09-01","德国","276","2010-09-07","","1","","2010-09-07","1595","德国ELementar Vario","2010-09-01","2010-09-01","1","","2","2","1","0106"]
[20100605,"等离子质谱仪","ELAN DRC-e","4极杆",1181111.77,"张强斌","地质楼312",null,"地球科学学院","地球化学与环境科学系","郑颖","","2010-04-14","2010-04-14","1900-01-02","2010S0252","","","26034618","02","","2400407","质谱仪","03030714","0104",0,0,"2011-04-01","美国","840","2010-04-14","","1","","2010-04-14","1999","美国PE公司","2010-04-01","2010-04-01","1","","F","2","1","0104"]
[20100603,"激光烧蚀进样系统","GEOLAS193","193nm",2057547.7,"张强斌","地质楼312",null,"地球科学学院","地球化学与环境科学系","郑颖","","2010-04-14","2010-04-14","1900-01-02","2010S0251","","","09131476","02","","2400499","其他分析仪器","03031269","0104",0,0,"2011-04-01","德国","276","2010-04-14","","1","","2010-04-14","1999","德国相干公司","2010-04-01","2010-04-01","1","","F","2","1","0104"]
[20100341,"碳硫分析仪","CS230HC","*",504466.66,"朱雷","地质楼323",null,"地球科学学院","地球化学与环境科学系","郑颖","","2010-03-14","2010-03-14","2014-04-08","2010S0133","原领用人朱丹变更为朱雷2014.4.8","","04087712","02","","2400404","光学式分析仪器","03030402","0104",0,0,"2011-03-01","中国","156","2010-03-14","","1","","2010-03-14","0956","力可仪器香港有限公司","2010-03-01","2010-03-01","1","","F","2","1","0104"]
[20072094,"激光共聚焦显微镜","FV1000","*",1518785.14,"倪智勇","地质楼320",null,"地球科学学院","地球化学与环境科学系","邹华耀","","2007-11-14","2007-11-14","1900-01-02","2007S1181，09S1309","尾款","","08495075，04651690","02","","2400306","电子光学及离子光学仪器","03040702","0102",8770,1,"2008-10-01","日本","392","2012-12-31","","1","","2007-11-14","2012880049","奥林巴斯公司","2007-10-01","2007-10-01","B","","D","2","1","0106"]
[20062451,"气相色谱-质谱连用仪","5890-5973I","*",705941.9,"朱丹","地质楼318",null,"地球科学学院","地球化学与环境科学系","朱丹","","2006-11-15","2006-11-15","1900-01-02","2006S0755","","","","02","","2400408","色谱仪","03030623","0104",9827,1,"2007-04-01","美国","840","2012-12-31","","1","","2006-11-15","1595","安捷伦公司","2006-03-01","2006-04-01","1","","D","2","1","0104"]
[20011040,"显微冷热台系统","LinKam-350","*",444481.33,"倪智勇","地质楼320",null,"地球科学学院","地球化学与环境科学系","王飞宇","","2001-11-21","2001-11-21","2013-11-15","2001S429","DB013领用人王飞宇变更为倪智勇2013.11.15","","02C","02","","2400301","显微镜","03040147","0104",0,0,"2002-05-01","英国","826","2001-11-21","","1","","2001-11-21","2012880049","LinKam公司","2001-04-01","2001-05-01","B","","D","2","1","0106"]
[20000935,"油气运移聚集模拟系统","HB","*",1736263,"王洪玉","地质楼103",null,"地球科学学院","盆地与油藏研究中心","曾溅辉","","2000-12-25","2000-12-25","1900-01-02","2000S468","","","","03","","3601317","教学用地理仪器","03141309","010B",3472524,18,"2001-12-01","中国","156","2000-12-25","","1","","2000-12-25","1499","扬州华宝石油仪器公司","2000-11-01","2000-12-01","B","","D","2","1","0107"]
[20000456,"油气层识别评价仪","OGE-Ⅱ","*",458500,"朱雷","地质楼323",null,"地球科学学院","地球化学与环境科学系","高岗","","2000-12-06","2000-12-06","1900-01-02","2000S235 2009S0346，","更换主板及喷嘴（01S1715）","","","02","","2400499","其他分析仪器","03110100","0104",10000,1,"2001-06-01","中国","156","2000-12-06","","1","","2000-12-06","0956","无","2000-01-01","2000-06-01","B","","D","1","1","010302"]

{"sheet":"其中地学院大型仪器","index":1,"n_rows":31,"n_cols":45,"rows_kept":31,"flags":["formulas_cached_only"]}
["仪器编号","仪器名称","型号","规格","单价","领用人","存放地点","2016年使用机时","所属学院","学科专业","经手人","财务凭单","输入日期","入库时间","变动日期","单据号","备注","设备号","科研号","资产类别","存放地编号","国标分类号","国标分类名","分类号","使用单位号","附件总价","附件数量","保修期限","国别","国别码","财审核日期","财务审核人","初审","初审人","初审日期","人员编号","厂家","出厂日期","购置日期"]
["1623351N","高温高压表面界面分析系统","DSA100","PD-E11750LL",1871500,"王洪玉",{"$error":"#N/A"},null,"地球科学学院","盆地与油藏研究中心","地球科学","","2016-11-23","2016-12-05","1900-01-02","16005660","2016Z3055","","","02","","2400303","光学计量仪器","03040352","0107",0,0,"2018-09-19","德国","276","1900-01-02","","0","","1900-01-02","1499","KRUSS","2016-06-16","2016-09-19","1","地质楼103","2","2","1","0107"]
["1623236N","岩石评价分析仪","OGE-Ⅵ","S1、S2、S3、S4热解",700000,"朱雷",{"$error":"#N/A"},null,"地球科学学院","地球化学与环境科学系","地球科学","","2016-11-21","2016-12-05","1900-01-02","16005615","2016C0861","","","02","","2400403","热学式分析仪器","03030231","0106",0,0,"2017-11-17","中国","156","1900-01-02","","0","","1900-01-02","0956","南通华兴石油仪器有限公司","2016-11-17","2016-11-17","1","地质楼414","2","3","1","0106"]
["1612561N","地质探测仪","DGR深层探地雷达","26mm，41mm便携取样",1050124.85,"吴胜和",{"$error":"#N/A"},null,"地球科学学院","油气勘探与开发地质系","地球科学","","2016-07-07","2016-07-08","1900-01-02","16002016","2016Z1903","","","02","","2300199","其他地面雷达","05060503","0102",0,0,"2017-04-26","中国","156","1900-01-02","","0","","1900-01-02","0015","美国绍尔","2013-12-25","2013-12-25","1","地质楼805","2","2","1","0102"]
["1600554N","气相色谱质谱联用仪","7890B-5977A","气相色谱，单四极杆质谱",444431.9,"师生宝",{"$error":"#N/A"},null,"地球科学学院","地球化学与环境科学系","地球科学","","2016-03-01","2016-03-25","1900-01-02","16000221","2016Z0255","","","02","","2400408","色谱仪","03030706","0106",0,0,"2016-08-26","中国","156","1900-01-02","","0","","1900-01-02","2286","安捷伦","2015-07-09","2015-08-24","1","地质楼318","2","2","1","0106"]
["1513950N","岩心图象高分辨率采集仪","YXCJB-Ⅶ型","600mm*400mm*750mm",1053800,"王贵文",{"$error":"#N/A"},null,"地球科学学院","地质学系","地球科学","","2015-12-14","2015-12-31","1900-01-02","15005906","2015Z3390","","","02","","2310999","其他电报通信设备","05030309","010301",0,0,"2016-11-23","中国","156","1900-01-02","","0","","1900-01-02","0650","荆州市华孚信息技术有限公司","2015-10-20","2015-11-23","1","新办公楼B座406","1","1","1","010301"]
["1512482N","偏光显微镜（含光度计）","DP4500P","80cn*30cm*40cm",683598.94,"倪智勇","地质楼319",null,"地球科学学院","地球化学与环境科学系","地球科学","","2015-12-03","2015-12-30","1900-01-02","15005353","2015Z3160","","","02","","2400301","显微镜","03040124","0106",0,0,"2016-11-16","德国","276","1900-01-02","","0","","1900-01-02","2012880049","铼卡","2015-11-09","2015-11-09","1","地质楼319","2","2","1","0106"]
["1502396N","等温吸附仪","ISOSORP-hpstatic","3000mm*2500mm",1559611.81,"罗情勇","地质楼326",null,"地球科学学院","地球化学与环境科学系","地球科学","","2015-05-28","2015-06-19","1900-01-02","15002777","2015Z1046","","","02","","2400502","非金属材料试验机","03052007","0106",0,0,"2013-05-02","德国","276","1900-01-02","","0","","1900-01-02","","德国rubotherm gmbh","2012-05-02","2012-05-02","B","地质楼326","2","2","1","0106"]
["1500136N","生烃排烃模拟实验装置","kdsm-2000","kdsm-2000",600000,"吴嘉","地质楼214",null,"地球科学学院","地球化学与环境科学系","地球科学","","2015-01-26","2015-01-26","1900-01-02","15000163","2015Z0258/","","","02","","2400699","其他试验仪器及装置","03061300","0104",0,0,"2015-06-10","中国","156","1900-01-02","","0","","1900-01-02","2013880071","江苏珂地石油仪器有限公司","2014-06-10","2014-06-10","1","地质楼214","2","2","1","0104"]
["1500135N","压实成岩模拟实验装置","kdsm-2001","kdsm-2001",600000,"吴嘉","地质楼214",null,"地球科学学院","地球化学与环境科学系","地球科学","","2015-01-26","2015-01-26","1900-01-02","15000162","2015Z0257/","","","02","","2400699","其他试验仪器及装置","03061300","0104",0,0,"2015-06-10","中国","156","1900-01-02","","0","","1900-01-02","2013880071","江苏珂地石油仪器有限公司","2014-06-10","2014-06-10","1","地质楼214","2","2","1","0104"]
["1405947S","黄金管热模拟实验装置","ST-120-2","ST-120-2",660000,"吴嘉","地质楼324",null,"地球科学学院","地球化学与环境科学系","吴嘉","","2014-12-19","2014-12-19","1900-01-02","2014S2481","","","00096693","02","","2400699","其他试验仪器及装置","03061300","0106",0,0,"2015-12-01","中国","156","2014-12-19","","1","","2014-12-19","2013880071","江苏华安科研仪器有限公司","2014-06-01","2014-12-01","1","","2","2","1","0106"]
[99400300,"显微镜光度计","*","*",1119020,"倪智勇","地质楼317",null,"地球科学学院","地球化学与环境科学系","王飞宇","","1999-12-30","1999-12-30","2013-11-15","帐外设备","DB013领用人王飞宇变更为倪智勇2013.11.15","","","02","","2400304","物理光学仪器","03040424","0102",19840,3,"1993-01-01","德国","276","2013-12-31","","1","","1999-12-30","2012880049","莱卡公司","1992-01-01","1992-01-01","B","","5","2","1","0106"]
[99035600,"离子色谱仪","DX-100","标准偏差毫克升范围〈5％",817988.96,"王新伟","地质楼322",null,"地球科学学院","地球化学与环境科学系","王洪玉","","1999-07-01","1999-07-01","1900-01-02","99S241","","355","00201","02","","2400408","色谱仪","03030600","010B",115192,4,"2000-07-01","美国","840","1999-07-01","","1","","1999-07-01","1858","DIONEX","1998-12-01","1999-07-01","B","","D","2","1","0104"]
[97097400,"烃分析仪","GHM-02","GHM-02",958156.74,"万云洋","地质楼322",null,"地球科学学院","地球化学与环境科学系","朱雷","","1997-12-01","1997-12-01","1900-01-02","97S508"," 设备升级","692","国外订","02","","2400401","电化学分析仪器","03030100","0104",0,0,"1998-12-01","挪威","578","1997-12-01","","1","","1997-12-01","2247","挪威地球化实验室","1997-01-01","1997-12-01","B","","D","2","1","0104"]
[97022100,"数据采集系统","HP HD7500","540个通道",697360,"王洪玉",{"$error":"#N/A"},null,"地球科学学院","盆地与油藏研究中心","王洪玉","","1997-05-01","1997-05-01","1900-01-02","97S165","","221","国外定","02","","2010699","其他输入输出设备","05010526","010B",0,0,"1998-05-01","美国","840","1997-05-01","","1","","1997-05-01","1499","HP公司","1997-01-01","1997-05-01","B","","3","2","1","0107"]
[96040100,"多功能岩芯流动装置","自制","*",500000,"王洪玉","地质楼103",null,"地球科学学院","盆地与油藏研究中心","曾溅辉","","1996-10-01","1996-10-01","1900-01-02","96S193","","188","","03","","3601317","教学用地理仪器","03141309","010B",999998,8,"1997-10-01","中国","156","1996-10-01","","1","","1996-10-01","1499","杨州华达石油仪器厂","1996-01-01","1996-10-01","B","","3","2","3","0107"]
[95064600,"偏光显微镜","Leica Leitz Dmrxp","*",507102.45,"倪智勇","地质楼319",null,"地球科学学院","地球化学与环境科学系","吴胜和","","1995-09-01","1995-09-01","2013-11-15","95S272","DB014领用人吴胜和变更为倪智勇2013.11.15","457","*","02","","2400301","显微镜","03040124","0102",0,0,"1996-09-01","中国","156","1995-09-01","","1","","1995-09-01","2012880049","中辉国际贸运公司","1995-07-01","1995-09-01","B","","3","2","1","0106"]
[93043200,"万能显微镜","A*10SKOP","*",687535.25,"朱毅秀","地质楼705",null,"地球科学学院","地质学系","朱毅秀","","1993-10-01","1993-10-01","1900-01-02","0","","0","","02","","2400301","显微镜","03040121","0103",312895.4,4,"1994-10-01","德国","276","1993-10-01","","1","","1993-10-01","0539","无","1992-10-01","1993-10-01","B","","3","2","1","0105"]
[20137164,"裂变径迹自动测试仪","*","*",1171591.96,"邱楠生","地质楼319室",null,"地球科学学院","盆地与油藏研究中心","朱传庆","","2013-07-03","2013-07-03","1900-01-02","2013S1259","","","15759047","03","","3600299","其他地质勘探、钻采及人工地震仪器","03220000","0106",0,0,"2014-07-01","澳大利亚","036","2013-12-31","","1","","2013-07-03","1216","澳大利亚","2013-07-01","2013-07-01","1","","2","2","1","0106"]
[20111824,"飞行时间质谱联用仪","4DGCXGC-TOFMS","*",2325246,"朱丹","地质楼316",null,"地球科学学院","地球化学与环境科学系","郑颖","","2011-04-13","2011-04-13","1900-01-02","2011S0623","","","18651379","02","","2400407","质谱仪","03030714","0106",3240,1,"2012-04-01","美国","840","2011-04-13","","1","","2011-04-13","1595","美国力可","2011-04-01","2011-04-01","1","","2","2","1","0106"]
[20111794,"稳定同位素质谱仪","MAT 253","C N O H",3971074.59,"师生宝","地质楼311",null,"地球科学学院","地球化学与环境科学系","郑颖","","2011-04-12","2011-04-12","1900-01-02","2011S0603","","","10816741","02","","2400407","质谱仪","03030714","0104",0,0,"2012-04-01","德国","276","2011-04-12","","1","","2011-04-12","1912","德国热电","2011-04-01","2011-04-01","1","地质楼311","F","2","1","0104"]
[20111793,"激光溶蚀稳定同位素","*","FD-110A",449602,"师生宝","地质楼311",null,"地球科学学院","地球化学与环境科学系","郑颖","","2011-04-12","2011-04-12","1900-01-02","2011S0602","","","14382023","03","","3601402","射线谱仪器","03210224","0104",0,0,"2012-04-01","美国","840","2011-04-12","","1","","2011-04-12","1912","NEW WAVE 公司","2011-04-01","2011-04-01","1","地质楼311","F","2","1","0104"]
[20101822,"元素分析仪","EL cube CHNSO","480*550*550 approx.65㎏ net  230/110VAC 50/60Hz",532566,"朱丹","地质楼323",null,"地球科学学院","地球化学与环境科学系","郑颖","","2010-09-07","2010-09-07","1900-01-02","2010S0757","","","26843298","02","","2400404","光学式分析仪器","03030402","0106",0,0,"2011-09-01","德国","276","2010-09-07","","1","","2010-09-07","1595","德国ELementar Vario","2010-09-01","2010-09-01","1","","2","2","1","0106"]
[20100605,"等离子质谱仪","ELAN DRC-e","4极杆",1181111.77,"张强斌","地质楼312",null,"地球科学学院","地球化学与环境科学系","郑颖","","2010-04-14","2010-04-14","1900-01-02","2010S0252","","","26034618","02","","2400407","质谱仪","03030714","0104",0,0,"2011-04-01","美国","840","2010-04-14","","1","","2010-04-14","1999","美国PE公司","2010-04-01","2010-04-01","1","","F","2","1","0104"]
[20100603,"激光烧蚀进样系统","GEOLAS193","193nm",2057547.7,"张强斌","地质楼312",null,"地球科学学院","地球化学与环境科学系","郑颖","","2010-04-14","2010-04-14","1900-01-02","2010S0251","","","09131476","02","","2400499","其他分析仪器","03031269","0104",0,0,"2011-04-01","德国","276","2010-04-14","","1","","2010-04-14","1999","德国相干公司","2010-04-01","2010-04-01","1","","F","2","1","0104"]
[20100341,"碳硫分析仪","CS230HC","*",504466.66,"朱雷","地质楼323",null,"地球科学学院","地球化学与环境科学系","郑颖","","2010-03-14","2010-03-14","2014-04-08","2010S0133","原领用人朱丹变更为朱雷2014.4.8","","04087712","02","","2400404","光学式分析仪器","03030402","0104",0,0,"2011-03-01","中国","156","2010-03-14","","1","","2010-03-14","0956","力可仪器香港有限公司","2010-03-01","2010-03-01","1","","F","2","1","0104"]
[20072094,"激光共聚焦显微镜","FV1000","*",1518785.14,"倪智勇","地质楼320",null,"地球科学学院","地球化学与环境科学系","邹华耀","","2007-11-14","2007-11-14","1900-01-02","2007S1181，09S1309","尾款","","08495075，04651690","02","","2400306","电子光学及离子光学仪器","03040702","0102",8770,1,"2008-10-01","日本","392","2012-12-31","","1","","2007-11-14","2012880049","奥林巴斯公司","2007-10-01","2007-10-01","B","","D","2","1","0106"]
[20062451,"气相色谱-质谱连用仪","5890-5973I","*",705941.9,"朱丹","地质楼318",null,"地球科学学院","地球化学与环境科学系","朱丹","","2006-11-15","2006-11-15","1900-01-02","2006S0755","","","","02","","2400408","色谱仪","03030623","0104",9827,1,"2007-04-01","美国","840","2012-12-31","","1","","2006-11-15","1595","安捷伦公司","2006-03-01","2006-04-01","1","","D","2","1","0104"]
[20011040,"显微冷热台系统","LinKam-350","*",444481.33,"倪智勇","地质楼320",null,"地球科学学院","地球化学与环境科学系","王飞宇","","2001-11-21","2001-11-21","2013-11-15","2001S429","DB013领用人王飞宇变更为倪智勇2013.11.15","","02C","02","","2400301","显微镜","03040147","0104",0,0,"2002-05-01","英国","826","2001-11-21","","1","","2001-11-21","2012880049","LinKam公司","2001-04-01","2001-05-01","B","","D","2","1","0106"]
[20000935,"油气运移聚集模拟系统","HB","*",1736263,"王洪玉","地质楼103",null,"地球科学学院","盆地与油藏研究中心","曾溅辉","","2000-12-25","2000-12-25","1900-01-02","2000S468","","","","03","","3601317","教学用地理仪器","03141309","010B",3472524,18,"2001-12-01","中国","156","2000-12-25","","1","","2000-12-25","1499","扬州华宝石油仪器公司","2000-11-01","2000-12-01","B","","D","2","1","0107"]
[20000456,"油气层识别评价仪","OGE-Ⅱ","*",458500,"朱雷","地质楼323",null,"地球科学学院","地球化学与环境科学系","高岗","","2000-12-06","2000-12-06","1900-01-02","2000S235 2009S0346，","更换主板及喷嘴（01S1715）","","","02","","2400499","其他分析仪器","03110100","0104",10000,1,"2001-06-01","中国","156","2000-12-06","","1","","2000-12-06","0956","无","2000-01-01","2000-06-01","B","","D","1","1","010302"]

{"sheet":"其中石工学院大型仪器","index":2,"n_rows":65,"n_cols":39,"rows_kept":65,"flags":["formulas_cached_only"]}
["仪器编号","仪器名称","型号","规格","单价","领用人","存放地点","2016年使用机时","所属学院","学科专业","经手人","财务凭单","输入日期","入库时间","变动日期","单据号","备注","设备号","科研号","资产类别","存放地编号","国标分类号","国标分类名","分类号","使用单位号","附件总价","附件数量","保修期限","国别","国别码","财审核日期","财务审核人","初审","初审人","初审日期","人员编号","厂家","出厂日期","购置日期"]
["1700245N","高压气体吸附分析仪","IMI 136","高温高压",1215655.34,"李相方",{"$error":"#N/A"},null,"石油工程学院","油气田开发工程系","石油工程","","2017-01-10","2017-01-13","1900-01-02","17000095","2017Z0048","","","03","","3260202","物理、化学处理设备","04400201","0204",0,0,"2019-09-01","中国","156","1900-01-02","","0","","1900-01-02","1027","Hiden Isochema Limited","2016-09-01","2017-01-10"]
["1624951N","围压射流综合测试系统","定制加工","50MPa",548000,"黄中伟",{"$error":"#N/A"},null,"石油工程学院","油气井工程系","石油工程","","2016-12-07","2016-12-26","1900-01-02","16005869","2016Z3249/黄中伟购买","","","02","","2400605","应变及振动测试仪器","03060416","0205",0,0,"2017-12-01","中国","156","1900-01-02","","0","","1900-01-02","2062","江苏宏博机械制造有限公司","2016-04-01","2016-04-01"]
["1624950N","热力射流破岩实验装置","定制","耐温1000℃耐压50MPA",630000,"宋先知",{"$error":"#N/A"},null,"石油工程学院","油气井工程系","石油工程","","2016-12-07","2016-12-26","1900-01-02","16005867","2016Z3248/因设备属于易燃易爆装置，前两年存放在厂家进行实验。宋先知、黄中伟购买。","","","03","","3600209","钻探测井仪器","03220717","0205",0,0,"2017-12-01","中国","156","1900-01-02","","0","","1900-01-02","2012880038","江苏宏博机械制造有限公司","2016-04-01","2016-04-01"]
["1623524N","光学法钻井液微流变仪","RheolaserMaster","RheolaserMaster",767181.89,"蒋官澄",{"$error":"#N/A"},null,"石油工程学院","油气井工程系","石油工程","","2016-11-25","2016-12-05","1900-01-02","16005740","2016Z3091","","","02","","2400502","非金属材料试验机","03052207","0202",0,0,"2017-11-24","法国","250","1900-01-02","","0","","1900-01-02","2344","Formulaction","2015-02-01","2015-10-23"]
["1623191N","页岩力学岩石力学测试装置","PVS-400","PVS-400",794754.95,"陈勉",{"$error":"#N/A"},null,"石油工程学院","油气井工程系","石油工程","","2016-11-16","2016-12-05","1900-01-02","16005579","2016Z2976","","","02","","2400602","动力测试仪器","03130118","0209",0,0,"2017-11-15","美国","840","1900-01-02","","0","","1900-01-02","0867","GCTS","2015-11-09","2015-11-09"]
["1623190N","岩石多项耦合测试系统","RTR-1000L","RTR-1000L",2017734.21,"金衍",{"$error":"#N/A"},null,"石油工程学院","油气井工程系","石油工程","","2016-11-16","2016-12-05","1900-01-02","16005578","2016Z2977","","","02","","2400108","集中控制装置","03011139","0209",0,0,"2017-11-15","美国","840","1900-01-02","","0","","1900-01-02","1739","GCTS","2015-11-09","2015-11-09"]
["1617724N","页岩气多组分吸附解吸测试系统","MAD-1","25MPa",798000,"宁正福",{"$error":"#N/A"},null,"石油工程学院","油气田开发工程系","石油工程","","2016-09-12","2016-10-14","1900-01-02","16003933","2016Z2155","","","03","","3260202","物理、化学处理设备","04400201","0204",0,0,"2016-11-27","中国","156","1900-01-02","","0","","1900-01-02","0602","北京永瑞达科贸有限公司","2015-11-27","2015-11-27"]
["1615900N","复杂内边界多热源举升井筒多相流动实验平台","定制设备","2MPa/100℃",500000,"吴晓东",{"$error":"#N/A"},null,"石油工程学院","油气田开发工程系","石油工程","","2016-07-05","2016-07-08","1900-01-02","16003420","2016Z1853","","","02","","2400108","集中控制装置","03011135","0204",0,0,"2015-12-18","中国","156","1900-01-02","","0","","1900-01-02","1641","江苏宏博机械制造有限公司","2014-12-18","2014-12-18"]
["1613595N","大尺度非均质油藏物理模拟饱和度测试系统","34970A","流量精度0.01-50ml，恒压精度0.25%F.S",540000,"刘月田",{"$error":"#N/A"},null,"石油工程学院","油气田开发工程系","石油工程","","2016-11-29","2016-12-05","1900-01-02","16002601","2016Z3113","","","02","","2400108","集中控制装置","03011139","0204",0,0,"2017-05-16","中国","156","1900-01-02","","0","","1900-01-02","0632","江苏联友科研仪器有限公司","2016-05-16","2016-05-16"]
["1612818N","旋转流变仪","MCR302","14/032023",564534.07,"程林松",{"$error":"#N/A"},null,"石油工程学院","油气田开发工程系","石油工程","","2016-05-06","2016-05-06","1900-01-02","16002052","2016C0262-1","","","","","2400502","非金属材料试验机",3052207,"0204",0,0,"2015-12-04","中国","156","1900-01-02","","0","","1900-01-02","0455","安东帕","2014-12-04","2014-12-04"]
["1608295N","台式扫描电镜","TM3030","放大倍率：15-30000 加速电压：15KV、5KV",632152.95,"邓金根",{"$error":"#N/A"},null,"石油工程学院","油气井工程系","石油工程","","2016-04-05","2016-04-19","1900-01-02","16001479","2016C0130","","","02","","2400306","电子光学及离子光学仪器","03040702","0209",0,0,"2015-07-22","中国","156","1900-01-02","","0","","1900-01-02","0741","天美（中国）科学仪器有限公司","2014-07-22","2014-07-22"]
["1600321N","深水井筒实验电液控制系统及附件","非标加工","非标加工",1100000,"邓金根",{"$error":"#N/A"},null,"石油工程学院","油气井工程系","石油工程","","2016-02-29","2016-03-25","1900-01-02","16000138","2016Z0242","","","02","","2200912","控制设备","04110810","0209",0,0,"2017-01-12","中国","156","1900-01-02","","0","","1900-01-02","0741","济南巨能液压机电工程有限公司","2016-01-12","2016-01-12"]
["1522474N","生产过程流动保障模拟短节试制","定制","40MPA,-20~100℃,1420万像素",440000,"李相方","工程东楼307",null,"石油工程学院","油气田开发工程系","石油工程","","2015-12-22","2015-12-23","1900-01-02","15006530","2015Z3616-1/高压釜、制冷系统、微调阀、气动阀、高温传感器、高雅传感器、高速数据采集系统、摄像系统、电脑打印机等","","","02","","2400603","试验箱及气候环境试验设备","03060705","0205",0,0,"2016-03-12","中国","156","1900-01-02","","0","","1900-01-02","1027","江苏珂地石油仪器有限公司","2015-03-12","2015-03-12"]
["1513996N","大尺寸不规则煤样组分及渗透性分析装置","MSTL-I","MSTL-I",690000,"李相方","工程东楼307",null,"石油工程学院","油气田开发工程系","石油工程","","2015-12-21","2015-12-21","1900-01-02","15005935","2015Z3788/高精度流量计量装置、恒速恒压计量泵、气体流量调节阀、压力计、三轴渗透仪、煤样工业分析仪器","","","02","","2400699","其他试验仪器及装置","03061887","0204",0,0,"2016-11-02","中国","156","1900-01-02","","0","","1900-01-02","1027","江苏华安科研仪器有限公司","2015-11-02","2015-11-02"]
["1502374N","控压钻井装备测控系统","加工","加工",1000000,"李军","天津大港",null,"石油工程学院","油气井工程系","石油工程","","2015-05-27","2015-06-19","1900-01-02","15002756","2015Z1024","","","03","","3600212","采油修井仪器仪表","03110200","0205",0,0,"2016-05-27","中国","156","1900-01-02","","0","","1900-01-02","2097","山东中石大石仪科技有限公司","2014-05-06","2014-05-06"]
["1500246N","高温高压地层流体测试系统","pvt1.0","高温高压地层流体配样器、气体计量计",600000,"廖新维","工程东楼308",null,"石油工程学院","油气田开发工程系","石油工程","","2015-01-13","2015-01-13","1900-01-02","15000219","2015Z0094/","","","03","","3601315","数学用化学分析及化工仪器","03141083","0204",0,0,"2014-10-08","中国","156","1900-01-02","","0","","1900-01-02","0937","南通飞宇","2013-10-08","2013-10-08"]
["1406205S","高温高压岩石流变仪","RTR-1500","FRMB-1500S10 1500KN",4427478.59,"金衍","地质楼对面平房东1",null,"石油工程学院","油气井工程系","高雪兰","","2014-12-12","2014-12-12","1900-01-02","2014S2452","","","30506142","02","","2400502","非金属材料试验机","03052207","0209",0,0,"2015-12-01","美国","840","2014-12-12","","1","","2014-12-12","1739","GCTS","2014-12-01","2014-12-01"]
["1406203S","岩石脉冲渗透率测试仪","HPPD-20","20MPa",683217.49,"金衍","地质楼对面平房东1",null,"石油工程学院","油气井工程系","高雪兰","","2014-12-12","2014-12-12","1900-01-02","2014S2451","重点实验室专项","","30505599","02","","2400608","土工测试仪器","03051420","0209",0,0,"2015-12-01","美国","840","2014-12-12","","1","","2014-12-12","1739","GCTS","2014-11-01","2014-12-01"]
["1405738S","液压动力系统","FCS-B28/1000","压力28MPa，6组总流量1000L/min",1380000,"房军","工程西楼C段四层",null,"石油工程学院","油气井工程系","房军","","2014-12-05","2014-12-05","1900-01-02","2014S2307","深水管柱理学模拟实验系统：01879401-9，01837921-9，03074591-602","","03074591","02","","2400108","集中控制装置","03011167","0205",0,0,"2015-11-01","中国","156","2014-12-31","","1","","2014-12-05","1045","北京市佛力系统公司","2014-11-01","2014-11-01"]
["1405737S","电液伺服增压缸及控制系统","CUP-FCS-ZG180/140","3轴水压，双轴载荷",1700000,"房军","工程楼B座C段四层",null,"石油工程学院","油气井工程系","房军","","2014-12-05","2014-12-05","1900-01-02","2014S2306","深水管柱理学模拟实验系统：01879401-9，01837921-9，03074591-602","","03074591","02","","2400501","金属材料试验机","03050817","0205",0,0,"2015-11-01","中国","156","2014-12-31","","1","","2014-12-05","1045","北京市佛力系统公司","2014-11-01","2014-11-01"]
["1401217S","质量流量测试系统","组装","*",615000,"王小秋","工程西楼C段",null,"石油工程学院","油气井工程系","杨健康","","2014-05-09","2014-05-09","1900-01-02","2014S0645","","","00203364","03","","3601319","教学用技术基础课仪器","03140409","0205",0,0,"2013-10-01","中国","156","2014-06-01","","1","","2014-05-09","2065","北京远东仪表有限公司","2012-10-01","2012-10-01"]
["1400639S","钻井液钻效提高评价装置","JHZX-1","JHZX-1",475000,"蒋官澄","中油大厦601",null,"石油工程学院","油气井工程系","李晓梅","","2014-10-24","2014-10-24","1900-01-02","2014S1816","","","00038088/01216643","03","","3600211","泥浆分析仪表","03220921","0202",0,0,"2015-03-01","中国","156","2014-12-31","","1","","2014-10-24","2344","荆州市现代石油科技发展有限公司","2014-03-01","2014-03-01"]
["1400355S","压裂酸化仿真教学实验平台","syk","*",516000,"马新仿","中油大厦605",null,"石油工程学院","油气田开发工程系","马新仿","","2014-02-26","2014-02-26","1900-01-02","2014S0195","","","09922726","03","","3601399","其他教学专用仪器","03151207","0204",0,0,"2014-12-01","中国","156","2014-06-01","","1","","2014-02-26","1811","山东中石大石仪科技有限公司","2013-11-01","2013-12-01"]
[99062900,"HP数据采集系统","VXIMEASVRENENTSYSTEM","VXI MEASVRENENT SYSTEM",599988,"周劲辉",{"$error":"#N/A"},null,"石油工程学院","油气井工程系","高德利","","1999-09-01","1999-09-01","1900-01-02","99S337 366","","144","00401","02","","2010699","其他输入输出设备","05010526","0202",10600,2,"2000-09-01","美国","840","1999-09-01","","1","","1999-09-01","1045","HP公司","1999-06-01","1999-09-01"]
[99021400,"钻井模拟实验装置","自行设计","*",433150,"高德利","工程西楼",null,"石油工程学院","油气井工程系","高德利","","1999-05-01","1999-05-01","1900-01-02","99S144","","213","00401","03","","3600209","钻探测井仪器","03220700","0202",863400,7,"2000-05-01","中国","156","1999-05-01","","1","","1999-05-01","1045","北京星仪技术工程公司","1999-01-01","1999-05-01"]
[98038000,"ISCO泵","260D","*",483845.5,"杨胜来","工程东楼216",null,"石油工程学院","油气田开发工程系","魏俊之","","1998-07-01","1998-07-01","2013-11-15","98S240","DB016","23","05A","02","","2101504","往复泵","04070134","0204",0,0,"1999-07-01","美国","840","1998-07-01","","1","","1998-07-01","1605","ISCO公司","1998-04-01","1998-07-01"]
[98037900,"高压孔渗仪","OPP-1","*",1186262.18,"杨胜来","工程东楼216",null,"石油工程学院","油气田开发工程系","魏俊之","","1998-07-01","1998-07-01","2013-11-15","98S240","DB016","22","05A","02","","2400499","其他分析仪器","03110100","0204",8400,2,"1999-07-01","美国","840","1998-07-01","","1","","1998-07-01","1605","劳雷公司","1998-04-01","1998-07-01"]
[94119700,"高压柱塞泵","WOMA","*",1213029.67,"黄中伟","工程西楼",null,"石油工程学院","油气井工程系","朱益","","1994-06-01","1994-06-01","1900-01-02","94S351","","94S351","","02","","2101504","往复泵","04070144","0203",333928,28,"1995-06-01","德国","276","1994-06-01","","1","","1994-06-01","2062","普鲁士格","1994-01-01","1994-06-01"]
[93308000,"空化噪声测试系统","3047A","*",467935.11,"王小秋","工程西楼",null,"石油工程学院","油气井工程系","汪志明","","1993-01-01","1993-01-01","1900-01-02","E2613-001","","E2613-001","","02","","2411900","声振测量仪","03191323","0203",0,0,"1989-04-01","美国","840","1993-01-01","","1","","1993-01-01","0126","美国HP公司","1988-04-01","1988-04-01"]
[93080100,"岩芯驱替系统","CFS-100","*",1812185.24,"杨胜来","工程东楼112",null,"石油工程学院","油气田开发工程系","贺刚","","1993-12-01","1993-12-01","1900-01-02","0","改造","0","","03","","3601399","其他教学专用仪器","03141300","0204",66808,6,"1994-12-01","美国","840","2014-12-31","","1","","1993-12-01","1605","无","1992-12-01","1993-12-01"]
[93001400,"电液伺服加压系统","MTS","*",503823.33,"邓金根","工程东楼一层西北角",null,"石油工程学院","油气井工程系","邓金根","","1993-01-01","1993-01-01","1900-01-02","0","","0","","02","","2400507","无损探伤机","03052302","0202",0,0,"1994-01-01","美国","840","1993-01-01","","1","","1993-01-01","0741","MTS","1992-01-01","1993-01-01"]
[20134617,"油气渗流机理实验装置","107","*",1070000,"黄世军","中油大厦502",null,"石油工程学院","油气田开发工程系","黄世军","","2013-06-24","2013-06-24","1900-01-02","2013S1093","","","00607154 813 0060715","02","","2400699","其他试验仪器及装置","03060000","0204",0,0,"2014-05-01","中国","156","2013-07-15","","1","","2013-06-24","2196","北京永瑞达科贸有限公司","2013-01-01","2013-05-01"]
[20134616,"油气藏开发物理模拟实验装置","92","92",920000,"程林松","工程东楼118",null,"石油工程学院","油气田开发工程系","程林松","","2013-05-24","2013-05-24","1900-01-02","2013S0868(重大）","","","00647811","03","","3011101","破碎设备","04350615","0204",0,0,"2014-05-01","中国","156","2013-07-15","","1","","2013-05-24","0455","北京永瑞达科贸有限公司","2013-01-01","2013-05-01"]
[20134448,"高温高压粘度测量装置","VISCOIab PVT","压力psi：0-2000、温度：0-190、粘度cp：0.02-1000",741479.94,"刘广峰","将军楼二层",null,"石油工程学院","油气田开发工程系","赵文海","","2013-05-16","2013-05-16","1900-01-02","2013S0808","","","15758559","02","","2400402","物理特性分析仪器及校准仪器","03030801","0204",0,0,"2014-02-01","美国","840","2013-12-31","","1","","2013-05-16","2271","美国剑桥粘度股份有限公司","2013-02-01","2013-02-01"]
[20133599,"高压驱替泵","Q5210-HC-A-AH-S","10000 psi  10-65 C  0-15 ml/min",424310.69,"刘广峰","将军楼一层",null,"石油工程学院","油气田开发工程系","赵文海","","2013-04-22","2013-04-22","1900-01-02","2013S0642","","","03897516","02","","2101504","往复泵","04070161","0204",0,0,"2014-04-01","美国","840","2013-07-15","","1","","2013-04-22","2271","AMETEK公司","2013-04-01","2013-04-01"]
[20133383,"井筒举升模拟教学实验平台","定做","*",400000,"韩国庆","中油大厦606",null,"石油工程学院","油气田开发工程系","韩国庆","","2013-12-20","2013-12-20","1900-01-02","2013S2884","","","05268057","03","","3601399","其他教学专用仪器","03151207","0204",0,0,"2014-12-01","中国","156","2013-12-20","","1","","2013-12-20","2022","山东中石大石仪科技有限公司","2013-11-01","2013-12-01"]
[20133297,"三维粒子成像测速仪","3D-VV","3D*4",1463687.53,"李根生","工程东楼102",null,"石油工程学院","油气井工程系","高姗姗","","2013-04-23","2013-04-23","1900-01-02","2013S0656","","","11365478","02","","2400104","物位及机械量仪表","03010549","0205",11871,1,"2013-12-01","丹麦","208","2013-07-15","","1","","2013-04-23","1981","丹迪动态公司","2012-12-01","2012-12-01"]
[20133295,"多功能射流实验系统","FXSJ-SL-01","50MPa*8",770000,"史怀忠","工程东楼101",null,"石油工程学院","油气井工程系","高姗姗","","2013-04-23","2013-04-23","1900-01-02","2013S0655","","","00006491-99","03","","3601311","教学用机电实验仪器","03141285","0205",0,0,"2013-03-01","中国","156","2014-06-01","","1","","2013-04-23","2358","阜新双佳石油工矿设备有限公司","2012-03-01","2012-03-01"]
[20132895,"粉煤渗透率测定仪","FMSTL-001","*",1005000,"王小秋","工程西楼C段106",null,"石油工程学院","油气井工程系","王小秋","","2013-12-23","2013-12-23","1900-01-02","2013S3066重大专项","重大专项","","00257225","02","","2400499","其他分析仪器","03031131","0205",0,0,"2014-03-01","中国","156","2014-06-01","","1","","2013-12-23","0126","长春市朝阳试验仪器有限公司","2012-03-01","2013-03-01"]
[20131760,"欠平衡钻井与井筒多相流动实验装置","ubd-1","自制",488000,"李军","工程东楼320",null,"石油工程学院","油气井工程系","杨晓光","","2013-01-21","2013-01-21","1900-01-02","2013S0177","","","09877601","03","","3601303","教学用力学仪器","03150118","0205",0,0,"2014-01-01","中国","156","2013-07-15","","1","","2013-01-21","2097","山东中石大石仪科技有限公司","2013-01-01","2013-01-01"]
[20131750,"储层岩石及流体物性测试实验系统","定制","*",538000,"王秀宇","研修607",null,"石油工程学院","油气田开发工程系","王秀宇","","2013-12-10","2013-12-10","1900-01-02","2013S2756","修购专项/宁正福","","04755379","02","","2400499","其他分析仪器","03110162","021203",0,0,"2014-12-01","中国","156","2014-06-01","","1","","2013-12-10","2012880003","江苏海安县石油科研仪器有限公司","2013-11-01","2013-12-01"]
[20131538,"模块化通用流变仪","RS6000","*",531897.68,"岳湘安","工程东楼314房间",null,"石油工程学院","油气田开发工程系","岳湘安","","2013-12-10","2013-12-10","1900-01-02","2013S2700","","","04356309","02","","2400502","非金属材料试验机","03052207","0204",0,0,"2014-12-01","德国","276","2014-06-01","","1","","2013-12-10","1683","HAAKE","2013-11-01","2013-12-01"]
[20121130,"超临界CO2破岩试验系统","FY-1","最高工作压力100MPa",662610,"李根生","工程东楼102",null,"石油工程学院","油气井工程系","王海柱","","2012-04-27","2012-04-27","1900-01-02","2012S0607","","","00095864 00006566","03","","3600209","钻探测井仪器","03220717","0205",167700,2,"2012-10-01","中国","156","2013-07-15","","1","","2012-04-27","1981","南通市飞宇石油科技开发有限公司","2011-01-01","2011-10-01"]
[20120845,"深水孔隙压力伺服试验系统","*","TAW-1000",1033500,"邓金根","工程东楼204",null,"石油工程学院","油气井工程系","高雪兰","","2012-04-18","2012-04-18","1900-01-02","2012S0498","","","00142283","02","","2400501","金属材料试验机","03050304","0209",0,0,"2013-04-01","中国","156","2012-12-31","","1","","2012-04-18","0741","长春市朝阳试验仪器有限公司","2012-04-01","2012-04-01"]
[20114797,"页岩膨胀仪","*","*",713805.9,"陈勉","工程东楼206",null,"石油工程学院","油气井工程系","金衍","","2011-11-29","2011-11-29","1900-01-02","2011S1882","","","09448789","03","","3600208","化探仪器","03220607","0209",0,0,"2012-11-01","美国","840","2011-11-29","","1","","2011-11-29","0867","SING FAI ENTERPRISE","2011-11-01","2011-11-01"]
[20111998,"深水管柱力学模拟实验系统","自制","*",3487100,"房军","工程西楼",null,"石油工程学院","油气井工程系","房军","","2011-04-25","2011-04-25","2011-05-26","2011S0737","","","00023794","03","","3600212","采油修井仪器仪表","03110200","0205",3487099,6,"2012-04-01","中国","156","2011-04-25","","1","","2011-04-25","1045","无","2011-04-01","2011-04-01"]
[20111994,"井底相互作用模拟实验系统","自制","自制",1842000,"张辉","工程西楼",null,"石油工程学院","油气井工程系","张辉","","2011-04-25","2011-04-25","1900-01-02","2011S0732","","","00070592","03","","3600212","采油修井仪器仪表","03110200","0205",500000,2,"2012-04-01","中国","156","2014-12-31","","1","","2011-04-25","1045","山东中石大石仪科技有限公司","2011-04-01","2011-04-01"]
[20111789,"高精度压力多点测量短节装置","GYD-1型","*",475700,"李相方",{"$error":"#N/A"},null,"石油工程学院","油气田开发工程系","李相方","","2011-04-13","2011-04-13","1900-01-02","2011S0613","","","02859825","02","","2400605","应变及振动测试仪器","03060412","0204",85000,2,"2012-04-01","中国","156","2014-06-01","","1","","2011-04-13","1027","江苏华安科研仪器有限公司","2011-04-01","2011-04-01"]
[20111018,"油气藏动态监测反演系统装置","自制","*",560000,"廖新维","工程东楼308",null,"石油工程学院","油气田开发工程系","赵宏军","","2011-03-21","2011-03-21","1900-01-02","2011S0371","","","02850274","03","","3600299","其他地质勘探、钻采及人工地震仪器","03110000","0204",0,0,"2012-03-01","中国","156","2011-03-21","","1","","2011-03-21","0937","江苏华安科研仪器有限公司","2011-03-01","2011-03-01"]
[20110947,"高温高压动态滤失仪","HASH-1","*",413080,"张士诚","工程东楼218",null,"石油工程学院","油气田开发工程系","郭天魁","","2011-03-09","2011-03-09","1900-01-02","2011S0301，11S0404","","","02856484，02859839","02","","2400102","压力仪表","03010259","0204",0,0,"2011-08-01","中国","156","2011-03-09","","1","","2011-03-09","0475","江苏华安科研仪器有限公司","2010-05-01","2010-08-01"]
[20110631,"煤层裂缝物理模拟试验装置","*","围压40MPA",616000,"金衍","工程东楼一楼西北角",null,"石油工程学院","油气井工程系","高雪兰","","2011-03-03","2011-03-03","1900-01-02","2011S0281","","","00399864-65-69-70-55","03","","3019900","其他探矿、采矿、选矿和造块设备","04340000","0209",116000,2,"2012-02-01","中国","156","2013-07-15","","1","","2011-03-03","1739","北京力博通仪器仪表有限公司","2011-02-01","2011-02-01"]
[20110423,"核磁共振渗流实验分析仪","SPEC-023-B","*",740000,"姜汉桥","工程东楼210",null,"石油工程学院","油气田开发工程系","姜汉桥","","2011-03-14","2011-03-14","2011-09-30","2011S0090","","0000000006","00673301-308","02","","2400206","测磁仪器","03020606","0204",0,0,"2011-07-01","中国","156","2011-03-14","","1","","2011-03-14","1857","中油管道京磁新材料有限公司","2010-07-01","2010-07-01"]
[20110005,"井下压力随钻实时传输系统","PWD","*",490000,"李军","工程西楼C段楼顶",null,"石油工程学院","油气井工程系","李军","","2011-02-24","2011-02-24","1900-01-02","2011S0016","","0000000066","04633655","03","","3600210","钻探参数仪器仪表","03220807","0205",0,0,"2012-01-01","中国","156","2011-02-24","","1","","2011-02-24","2097","北京普利门机电高技术公司","2011-01-01","2011-01-01"]
[20104669,"撬装高压三缸塞泵远控系统","BQ700-YK","BQ700-YK",1275000,"黄中伟",{"$error":"#N/A"},null,"石油工程学院","油气井工程系","黄中伟","","2010-12-16","2010-12-16","1900-01-02","2010S1611","","","00726986 987","02","","2101599","其他泵","04410803","0205",0,0,"2011-07-01","中国","156","2010-12-16","","1","","2010-12-16","2062","兰州矿场机械有限公司","2010-07-01","2010-07-01"]
[20103971,"高压煤样夹持装置及辅助系统","HXGM-A","流量：0.0001-45ml/min，压力：70MPa",1124544.65,"李相方","工程东楼307",null,"石油工程学院","油气田开发工程系","胡素明","","2010-12-07","2010-12-07","1900-01-02","2010S1523，01S1525","改造费","02851818","02854667 12066436","02","","2400499","其他分析仪器","03110138","0204",2000,1,"2011-11-01","中国","156","2012-12-31","","1","","2010-12-07","1027","南通华兴石油仪器有限公司","2010-11-01","2010-11-01"]
[20103969,"旋转流变仪","HAAKE RS6000","*",938525.56,"张士诚","工程东楼218",null,"石油工程学院","油气田开发工程系","张艳","","2010-11-25","2010-11-25","1900-01-02","2010S1416，12S1252","更换电源和外磁环","","10816742","02","","2400502","非金属材料试验机","03052207","0204",0,0,"2011-08-01","德国","276","2012-12-31","","1","","2010-11-25","0475","德国HAAKE","2010-08-01","2010-08-01"]
[20103315,"井筒变质量流模拟实验支撑系统","*","*",406400,"王小秋",{"$error":"#N/A"},null,"石油工程学院","油气井工程系","师文静","","2010-11-18","2010-11-18","1900-01-02","2010S1376(CL)","","","13243254 57 58 59","03","","3011101","破碎设备","04350614","0205",337900,10,"2011-11-01","中国","156","2010-11-18","","1","","2010-11-18","2065","北京冶企液压机械厂","2010-11-01","2010-11-01"]
[20092471,"热力泡沫复合驱二维平面","组装","*",1001283.1,"程林松","工程东楼224",null,"石油工程学院","油气田开发工程系","庞占喜","","2009-09-29","2009-09-29","1900-01-02","2009S1001","稠油热力泡沫复合驱二维平面模型配套设备","","","03","","3601399","其他教学专用仪器","03151205","0204",0,0,"2010-09-01","中国","156","2009-09-29","","1","","2009-09-29","0455","北京星达科技技术开发公司","2009-09-01","2009-09-01"]
[20060114,"钻具综合测试系统","KXQ16","*",410000,"谭春飞","十三陵镇校外实验室",null,"石油工程学院","油气井工程系","谭春飞","","2006-04-03","2006-04-03","1900-01-02","2006S0056","","","","02","","2400507","无损探伤机","03052322","020A",0,0,"2007-01-01","中国","156","2006-04-03","","1","","2006-04-03","1057","牡丹江石油机械有限责任公司","2005-11-01","2006-01-01"]
[20010877,"裂缝导流实验系统","FCES-100","20000Psi",2024625,"杨胜来","工程东楼114",null,"石油工程学院","油气田开发工程系","杨胜来","","2001-10-17","2001-10-17","1900-01-02","2001S346（b）","","","05A","03","","3600212","采油修井仪器仪表","03110200","0204",0,0,"2002-09-01","美国","840","2001-10-17","","1","","2001-10-17","1605","Core Lab","2000-12-01","2001-09-01"]
[20010137,"多相流装置及控制系统","组装","*",476797,"周劲辉","工程西楼",null,"石油工程学院","油气井工程系","隋秀香","","2001-03-15","2001-03-15","1900-01-02","2001S033","","","04A","03","","3601399","其他教学专用仪器","03151207","0202",834594,20,"2002-01-01","中国","156","2001-03-15","","1","","2001-03-15","2043","恒基有限公司","2001-01-01","2001-01-01"]
[20000982,"多相流混相驱装置","2370-601A","*",2506010,"杨胜来","工程东楼216",null,"石油工程学院","油气田开发工程系","杨胜来","","2000-12-26","2000-12-26","1900-01-02","2000S488","","","","03","","3601303","教学用力学仪器","03150118","0204",12020,2,"2001-04-01","美国","840","2000-12-26","","1","","2000-12-26","1605","RUSKA","1999-11-01","2000-04-01"]
[20000930,"管柱加载与驱动系统","自行设计","*",1079450,"高宝奎","工程西楼",null,"石油工程学院","油气井工程系","高宝奎","","2000-12-25","2000-12-25","1900-01-02","2000S464","","","","02","","2100901","金属切削机床","04011300","0202",1869898,28,"2001-12-01","中国","156","2000-12-25","","1","","2000-12-25","0935","济南试金集团","2000-12-01","2000-12-01"]
[20000795,"三轴岩石实验系统","MTS-816","150KN",2154807.8,"陈勉","工程东楼一层西北角",null,"石油工程学院","油气井工程系","陈勉","","2000-12-20","2000-12-20","1900-01-02","2000S412","","","","03","","3601317","教学用地理仪器","03141309","0202",85990,2,"2001-11-01","美国","840","2000-12-20","","1","","2000-12-20","0867","MTSSystemsCorpration","2000-01-01","2000-11-01"]

{"sheet":"其中化工学院大型仪器","index":3,"n_rows":61,"n_cols":45,"rows_kept":61,"flags":["formulas_cached_only"]}
["仪器编号","仪器名称","型号","规格","单价","领用人","存放地点","2016年使用机时","所属学院","学科专业","经手人","财务凭单","输入日期","入库时间","变动日期","单据号","备注","设备号","科研号","资产类别","存放地编号","国标分类号","国标分类名","分类号","使用单位号","附件总价","附件数量","保修期限","国别","国别码","财审核日期","财务审核人","初审","初审人","初审日期","人员编号","厂家","出厂日期","购置日期"]
["1628391N","水合物法气体分离中试放大平台","WT-2015-0805","鼓泡式水合器、水合物分解器、高压往复泵",790000,"陈光进",{"$error":"#N/A"},null,"化学工程学院","化学工程系","化工学院","","2016-12-20","2016-12-26","1900-01-02","16006540","2016Z3669","","","02","","2200912","控制设备","04110304","0305",0,0,"2017-06-30","中国","156","1900-01-02","","0","","1900-01-02","1119","石家庄威特称重技术有限公司","2016-06-20","2016-06-30","1","石家庄市学苑路19号附16号","2","2","1","0305"]
["1625871N","透射电子显微镜电学测量系统","FE02-ST","长40厘米，宽30厘米，高20厘米",540000,"李永峰",{"$error":"#N/A"},null,"化学工程学院","化学工艺系","化工学院","","2016-12-19","2016-12-26","1900-01-02","16006082","2016C1083","","","02","","2200799","其他电源设备","03021024","0302",0,0,"2017-11-26","中国","156","1900-01-02","","0","","1900-01-02","2011880037","北京皮飞科技有限公司","2016-11-27","2016-11-27","1","地质楼能源材料微结构实验室104","2","2","1","0302"]
["1625692N","高压流体PVT设备","YRD-PVT70-300","YRD-PVT70-300",498000,"孙强",{"$error":"#N/A"},null,"化学工程学院","化学工程系","化工学院","","2016-12-12","2016-12-26","1900-01-02","16005993","2016Z3309","","","03","","3601315","数学用化学分析及化工仪器","03141083","031302",0,0,"2017-01-10","中国","156","1900-01-02","","0","","1900-01-02","2012880013","北京永瑞达科贸有限公司","2015-12-10","2016-01-10","1","化工楼A座105","1","1","1","031302"]
["1617995N","高通量组合反应器","组装","*",540000,"张鑫",{"$error":"#N/A"},null,"化学工程学院","能源与催化工程系","化工学院","","2016-09-12","2016-10-14","1900-01-02","16004012","2016Z2164","","","03","","3030601","常减压蒸馏装置","03031230","0303",0,0,"2017-01-05","中国","156","1900-01-02","","0","","1900-01-02","2342","北京高恒兴业科技有限公司","2016-01-05","2016-08-18","1","一教303","2","2","1","0303"]
["1614854N","全自动石化水质分析仪","LabRAM HR Evolution","LabRAM HR Evolution",646800,"王庆宏",{"$error":"#N/A"},null,"化学工程学院","环境工程系","化工学院","","2016-05-30","2016-06-30","1900-01-02","16002937","2016Z1327","","","02","","2400409","环境监测仪器及综合分析装置","03260201","0308",0,0,"2017-05-30","德国","276","1900-01-02","","0","","1900-01-02","2012880066","DeChem-Tech.GmbH","2016-05-09","2016-05-09","1","工程西楼环境中心","2","2","1","0308"]
["1512995N","色谱串联质谱仪","300MS GCMSMS","300MS GCMSMS",640740,"史权","化工学院B座104",null,"化学工程学院","化学工艺系","化工学院","","2015-11-30","2015-12-30","1900-01-02","15005473","2015Z3085","","","02","","2400408","色谱仪","03030706","0302",0,0,"2016-11-18","美国","840","1900-01-02","","0","","1900-01-02","1334","美国布鲁克.道尔顿公司","2011-05-11","2011-12-12","1","化工学院B座104","2","2","1","0302"]
["1510670N","气体水合反应器中试放大平台","WT1407","搅拌式水合器200L,水合物过滤器160L，制冷机等",430000,"孙长宇",{"$error":"#N/A"},null,"化学工程学院","化学工程系","化工学院","","2015-10-30","2015-12-09","1900-01-02","15004997","2015Z2479","","","02","","2200912","控制设备","04110304","0305",0,0,"2016-01-18","中国","156","1900-01-02","","0","","1900-01-02","1972","石家庄威特称重技术有限公司","2014-07-07","2014-07-07","1","石家庄市学苑路19号付16号","B","2","1","0305"]
["1500289N","X射线衍射仪","EMPYREAN","台",1764176.66,"曾鹏晖","科学馆A座102",null,"化学工程学院","能源与催化工程系","化工学院","","2015-01-20","2015-01-20","1900-01-02","15000253","2015Z0179/","","","02","","2400405","射线式分析仪器","03030502","0309",0,0,"2015-11-13","荷兰","528","1900-01-02","","0","","1900-01-02","2017","思百吉有限公司","2013-11-13","2013-11-13","1","科学馆A座102","9","2","1","0309"]
["1500283N","X射线荧光光谱仪","AxiosmAX","台",1327004,"曾鹏晖","科学馆A座102",null,"化学工程学院","能源与催化工程系","化工学院","","2015-01-20","2015-01-20","1900-01-02","15000248","2015Z0180/","","","02","","2400405","射线式分析仪器","03030504","0309",0,0,"2014-01-13","荷兰","528","1900-01-02","","0","","1900-01-02","2017","思百吉有限公司","2012-01-05","2012-01-05","1","科学馆A座102","9","2","1","0309"]
["1500274N","实时在线反应分析系统","ReactIR 15","ReactIR 15",539606.06,"张睿","山东东营",null,"化学工程学院","化学工艺系","化工学院","","2015-01-13","2015-01-13","1900-01-02","15000243","2015Z0095/","","","02","","2400304","物理光学仪器","03040404","0302",0,0,"2016-01-13","美国","840","1900-01-02","","0","","1900-01-02","2384","梅特勒-托利多国际贸易（上海）有限公司","2013-12-31","2013-12-31","1","科学馆503","2","2","1","0302"]
["1402700S","激光粒度分析仪","EYETECH","测量粒度、粒形，0.1-3600微米",441021.68,"陈建义","工程西楼403",null,"化学工程学院","过程装备系","宋健斐","","2014-09-05","2014-09-05","1900-01-02","2014S1278","","","01167097","02","","2400601","分析天平及专用天平","03060120","0306",0,0,"2015-09-01","荷兰","528","2014-12-31","","1","","2014-09-05","2297","荷兰安米德有限公司","2014-09-01","2014-09-01","1","","1","1","1","0306"]
["1401505S","付立叶红外光谱分析仪","80V","包括中、近、远红外",1865484.42,"曹丽媛","化工楼A座102",null,"化学工程学院","能源与催化工程系","曹丽媛","","2014-05-16","2014-05-16","1900-01-02","2014S0755","总公司平台建设","","20320823","02","","2400304","物理光学仪器","03040404","0309",0,0,"2011-06-01","德国","276","2014-12-31","","1","","2014-05-16","1109","德国布鲁克","2010-05-01","2010-06-01","1","","2","2","1","0309"]
["1401504S","实时在线颗粒分析仪","*","FBRM/PVM",799812.46,"张睿","中试基地",null,"化学工程学院","化学工艺系","张璇","","2014-05-16","2014-05-16","1900-01-02","2014S0752","聚焦光束反射测量仪/颗粒录影仪，退款78633.76元。","","01166696，93","02","","2400601","分析天平及专用天平","03060118","0302",0,0,"2011-11-01","瑞士","756","2014-12-31","","1","","2014-05-16","1109","梅特勒-托利多（香港）有限公司","2010-11-01","2010-11-01","1","","2","2","1","0302"]
[99401300,"硫氮分析仪","ANTEK 7000NS","1PPNKS/N%<16%",752910,"刘旭霞","化工楼B座104",null,"化学工程学院","化学工艺系","廖綮玲","","1999-12-30","1999-12-30","1900-01-02","帐外设备","","","","02","","2400499","其他分析仪器","03030000","0402",0,0,"1995-11-01","美国","840","1999-12-30","","1","","1999-12-30","D011","ANTEK公司","1994-01-01","1994-11-01","B","","5","2","1","0302"]
[99086400,"超临界液体萃取仪","设计加工","小型连续式",485000,"许志明",{"$error":"#N/A"},null,"化学工程学院","化学工艺系","赵锁奇","","1999-12-01","1999-12-01","1900-01-02","99S433，01S1498","更新换釜/2016046附件报废","379","","03","","3030601","常减压蒸馏装置","04370907","0402",284000,2,"2000-12-01","中国","156","2013-07-15","","1","","1999-12-01","1221","石油大学(华东)石仪厂","1999-12-01","1999-12-01","B","","2","2","1","0302"]
[99029700,"冷膜塔","*","6.4×0.8×8M",597980,"刘艳升",{"$error":"#N/A"},null,"化学工程学院","化学工程系","刘艳升","","1999-06-01","1999-06-01","1900-01-02","99S200","","296","","03","","3030601","常减压蒸馏装置","04370715","0405",673060,36,"2000-06-01","中国","156","1999-06-01","","1","","1999-06-01","0715","兰州石油机械厂","1999-01-01","1999-06-01","B","","6","2","2","0304"]
[96072700,"高压透明管路","*","*",420600,"陈光进","化工楼A122",null,"化学工程学院","化学工程系","马文东","","1996-11-01","1996-11-01","1900-01-02","96S325","","514","","03","","3030601","常减压蒸馏装置","04370100","0406",15600,2,"1997-11-01","加拿大","156","1996-11-01","","1","","1996-11-01","1119","DBR公司","1996-11-01","1996-11-01","B","","3","1","1","0305"]
[93083000,"激光成像设备","*","*",854580,"陈鸿海","工程西楼",null,"化学工程学院","过程装备系","燕辉","","1993-12-01","1993-12-01","1900-01-02","0","","0","","02","","2400310","激光仪器","03040908","0303",1109160,22,"1994-12-01","美国","840","1993-12-01","","1","","1993-12-01","1624","美国光谱物理公司","1992-12-01","1993-12-01","B","","2","2","1","0306"]
[93020100,"无汞PVT装置","RUSKA-2370-601","*",1279189.45,"许志明","化工楼A523",null,"化学工程学院","化学工艺系","胡云翔","","1993-06-01","1993-06-01","1900-01-02","0","","0","","02","","2400499","其他分析仪器","03031110","0402",189631.22,5,"1994-06-01","美国","840","2012-12-31","","1","","1993-06-01","1221","RUSKA","1992-06-01","1993-06-01","B","","5","2","1","0302"]
[93016700,"色谱质谱联用仪","SSQ-710","10-2000amu",1201285.23,"史权","化工楼B座大厅",null,"化学工程学院","化学工艺系","杜蓉","","1993-05-01","1993-05-01","1900-01-02",0,"",0,"",2,"",2400408,"色谱仪",3030706,402,217896,10,"1994-05-01","美国",840,"1993-05-01","",1,"","1993-05-01",1334,"菲尼根公司","1992-05-01","1993-05-01","B","",5,2,1,302]
[93016500,"元素分析仪","PE2400-Ⅱ","测C H S N O",455995.1,"李瑞丽","化工楼A618",null,"化学工程学院","化学工程学院/教学实验中心","黄宗强","","1993-05-01","1993-05-01","1900-01-02","0","","0","","02","","2400404","光学式分析仪器","03030402","0402",200264.16,6,"1994-05-01","美国","840","1993-05-01","","1","","1993-05-01","1637","珀金－埃尔默公司","1992-05-01","1993-05-01","B","","5","2","1","0302"]
[86046200,"高压PVT实验室系统","2300-662-M","*",3069287.6,"陈光进","化工楼A122",null,"化学工程学院","化学工程系","陈卫东","","1986-10-01","1986-10-01","1900-01-02","860027","","860027","","03","","3030601","常减压蒸馏装置","04371100","0406",62812,4,"1987-10-01","美国","840","1986-10-01","","1","","1986-10-01","1119","RUSKA","1985-10-01","1986-10-01","B","","3","2","1","0305"]
[20138389,"等离子光谱仪","OPTIMA 7300(DV)","*",641524.06,"曹丽媛","科学馆A座104",null,"化学工程学院","能源与催化工程系","谭晴","","2013-10-31","2013-10-31","1900-01-02","2013S1730","","","15758561","02","","2400304","物理光学仪器","03040404","0309",0,0,"2013-12-01","美国","840","2013-12-31","","1","","2013-10-31","2313","珀金埃尔默仪器（香港）有限公司","2012-12-01","2012-12-01","1","","D","2","1","0309"]
[20138081,"原位显微拉曼分析仪","LabRAM XploRA","*",1074569.24,"孙长宇","化工楼A111",null,"化学工程学院","化学工程系","曾新阳","","2013-10-31","2013-10-31","1900-01-02","2013S1726 重油专项","","","13466308-14","02","","2400304","物理光学仪器","03040405","0305",0,0,"2013-06-01","法国","250","2013-12-31","","1","","2013-10-31","1972","HORIBA Jobin Yvon S.A.S","2012-06-01","2012-06-01","1","","2","2","1","0305"]
[20136849,"汽油加氢实验装置","自制","200ML",768115,"石冈","中试基地",null,"化学工程学院","能源与催化工程系","石冈","","2013-06-27","2013-06-27","1900-01-02","2013S1179","","","","03","","3601315","数学用化学分析及化工仪器","03141072","0303",0,0,"2014-04-01","中国","156","2013-07-15","","1","","2013-06-27","0673","无","2013-04-01","2013-04-01","1","","2","2","3","0303"]
[20134479,"化学抑制剂生产中试放大平台","*","*",840000,"陈光进","中试基地",null,"化学工程学院","化学工程系","闫柯乐","","2013-06-21","2013-06-21","1900-01-02","2013S0916","","","00647815","02","","2400699","其他试验仪器及装置","03060000","0305",66000,1,"2014-05-01","中国","156","2013-07-15","","1","","2013-06-21","1119","组装","2013-05-01","2013-05-01","1","","2","2","1","0305"]
[20130551,"气相色谱高分辨飞行时间质谱联用仪","GCT Premier","*",1119800.44,"史权","化工楼A617",null,"化学工程学院","化学工艺系","史权","","2013-12-02","2013-12-02","1900-01-02","2013S2636","","","12005511-12",2,"",2400408,"色谱仪",3030706,302,0,0,"2014-10-01","中国",156,"2013-12-31","",1,"","2013-12-02",1334,"WATERS","2013-06-01","2013-10-01",1,"",2,2,1,302]
[20130456,"同步热分析仪","TG/DSC1","*",508105,"曾鹏晖","科学馆A座104",null,"化学工程学院","能源与催化工程系","谭晴","","2013-01-08","2013-01-08","1900-01-02","2013S0060","","","05367864","02","","2400403","热学式分析仪器","03030226","0309",0,0,"2013-05-01","瑞士","756","2013-12-31","","1","","2013-01-08","2017","梅特勒.托利多","2012-05-01","2012-05-01","1","","D","2","1","0309"]
[20120449,"全自动程序升温化学吸附仪","Autochem Ⅱ 2920","温度40-1100℃；热导检测器；12路气体接口；",652632.95,"黄星亮","化工A座217",null,"化学工程学院","能源与催化工程系","黄星亮","","2012-03-13","2012-03-13","1900-01-02","2012S0295，12S0727","尾款","","16848248，02901084","02","","2400502","非金属材料试验机","03052007","031302",0,0,"2012-02-01","美国","840","2012-12-31","","1","","2012-03-13","0124","Micromeritics 公司","2011-02-01","2011-02-01","B","","A","1","1","0303"]
[20114904,"等离子光谱仪","Optima 7000DV","*",630337.28,"刘植昌","化工楼B座104",null,"化学工程学院","化学工艺系","马浩","","2011-12-05","2011-12-05","1900-01-02","2011S1912","","","09448792","02","","2400304","物理光学仪器","03040404","0302",0,0,"2012-05-01","美国","840","2011-12-05","","1","","2011-12-05","1620","PerkinElmer公司","2011-05-01","2011-05-01","1","","D","2","1","0302"]
[20113943,"高压注入泵","Stigma 300","100MPa",535970.6,"孙长宇","化工楼A111",null,"化学工程学院","化学工程系","陈俊","","2011-10-11","2011-10-11","1900-01-02","2011S1502","","","21312849","02","","2102002","真空应用设备","03060309","0305",0,0,"2011-10-01","法国","250","2011-10-11","","1","","2011-10-11","1972","ST公司","2010-09-01","2010-10-01","1","","2","2","1","0305"]
[20113292,"X光电子能谱仪","K-ALPHA","*",3770875.81,"曹丽媛","化工楼A102",null,"化学工程学院","能源与催化工程系","曹丽媛","","2011-08-28","2011-08-28","1900-01-02","2011S1221","中石油平台建设资金","","19419952","02","","2400499","其他分析仪器","03030707","0312",0,0,"2011-10-01","美国","840","2011-08-28","","1","","2011-08-28","2313","赛默飞世公司","2010-10-01","2010-10-01","1","","9","2","1","0312"]
[20111552,"原油实沸点蒸馏仪","FY-V","50L",470000,"赵锁奇","中试基地",null,"化学工程学院","化学工艺系","孙学文","","2011-03-29","2011-03-29","1900-01-02","2011S0448","","","00207396-40，402","02","","2400499","其他分析仪器","03031225","0302",0,0,"2012-03-01","中国","156","2011-03-29","","1","","2011-03-29","1279","抚顺科瑞特石油化工仪器设备有限公司","2011-03-01","2011-03-01","1","","2","2","1","0302"]
[20104728,"高压显微釜固相沉淀测定仪","HLC-1","HLC-1",1175308.64,"孙长宇",{"$error":"#N/A"},null,"化学工程学院","化学工程系","陈俊","","2010-12-20","2010-12-20","2012-03-07","2010S1661","","","19778732","02","","2400699","其他试验仪器及装置","03061300","0305",1075308.64,4,"2011-12-01","中国","156","2010-12-20","","1","","2010-12-20","1972","北京永瑞达科贸有限公司","2010-12-01","2010-12-01","1","","2","2","1","0305"]
[20104308,"全自动化学反应仪","ReactIR 45m","ReactIR 45m",1041262.26,"刘植昌","化工楼A503",null,"化学工程学院","化学工艺系","崔芳","","2010-12-08","2010-12-08","1900-01-02","2010S1542","","","12066437","03","","3030601","常减压蒸馏装置","03031230","0302",0,0,"2011-03-01","瑞士","756","2010-12-08","","1","","2010-12-08","1620","METTLER TOLEDO","2009-02-01","2010-03-01","1","","9","2","1","0302"]
[20104171,"在线图像颗粒测量仪","V 700S","PVM V700S",791072.57,"孙长宇","化工楼A314",null,"化学工程学院","化学工程系","陈俊","","2010-12-06","2010-12-06","1900-01-02","2010S1501","","","12066438","02","","2400601","分析天平及专用天平","03060117","0305",0,0,"2011-11-01","美国","840","2010-12-06","","1","","2010-12-06","1972","梅特勒托利多仪器公司","2010-11-01","2010-11-01","1","","9","2","1","0305"]
[20104128,"流化催化多反应器装置","*","*",653800,"高金森",{"$error":"#N/A"},null,"化学工程学院","化学工艺系","毕研涛","","2010-12-16","2010-12-16","1900-01-02","2010S1583（A）","","","04102271","03","","3030601","常减压蒸馏装置","04370606","0302",3800,1,"2011-11-01","中国","156","2010-12-16","","1","","2010-12-16","1564","北京惠尔三吉绿色化学科技有限公司","2010-11-01","2010-11-01","1","","9","2","1","0302"]
[20101998,"小型催化裂化试验装置","ACE-Model R+ MM","ACE-Model R+ MM (220V)",3073617.88,"曾鹏晖","化工楼A座104",null,"化学工程学院","能源与催化工程系","曾鹏晖","","2010-09-16","2010-09-16","1900-01-02","2010S0864","","","04569265","03","","3601315","数学用化学分析及化工仪器","03141057","0309",5900,2,"2011-09-01","中国","156","2013-12-31","","1","","2010-09-16","2017","美国Kayser科技有限公司","2010-09-01","2010-09-01","1","","F","2","1","0309"]
[20101844,"硫化物色谱仪","*","SCD检测器",684727.25,"刘海燕","化工楼A216",null,"化学工程学院","催化科学与技术研究所","石冈","","2010-09-07","2010-09-07","1900-01-02","2010S0771","鲍晓军离校交接","重点经费","02272418","02","","2400408","色谱仪","03030600","0303",0,0,"2011-09-01","荷兰","528","2010-09-07","","1","","2010-09-07","2261","荷兰AC公司","2010-09-01","2010-09-01","1","","9","2","1","0303"]
[20101727,"色谱仪(AC高速炼厂气分析仪）","7890A GC system","7890A (G3440A)",897779.25,"曾鹏晖","化工楼A座104",null,"化学工程学院","能源与催化工程系","曾鹏晖","","2010-09-16","2010-09-16","1900-01-02","2010S0865","","","26661790","02","","2400408","色谱仪","03030600","0309",0,0,"2011-08-01","中国","156","2010-09-16","","1","","2010-09-16","2017","AC公司","2010-08-01","2010-08-01","1","","F","2","1","0309"]
[20101721,"离子回旋共振质谱仪","APEX_ULTRA94","9.4T/100M",7406489.29,"史权","化工楼A103",null,"化学工程学院","化学工艺系","潘娜","","2010-08-31","2010-08-31","1900-01-02","2010S0696","","",19722470,2,"",2400407,"质谱仪",3030714,302,44139,1,"2010-12-01","美国",840,"2010-08-31","",1,"","2010-08-31",1334,"美国布鲁克.道尔顿公司","2009-12-01","2009-12-01",1,"","F",2,1,302]
[20101012,"三维粒子动态分析仪","PDPA","三维*5W",1818028.33,"王娟","工程西楼102",null,"化学工程学院","过程装备系","刘美丽","","2010-05-11","2010-05-11","1900-01-02","2010S0386","毛羽","","26661507","02","","2400506","振动台与冲击台","03052518","0407",0,0,"2010-10-01","丹麦","208","2010-05-11","","1","","2010-05-11","2087","Dantec公司","2009-10-01","2009-10-01","B","","F","2","1","0306"]
[20093247,"差示扫描热量计","Q2000","Tzero技术，MDSC，高压单元：7MPa 低温单元：-150℃",664087.85,"胡玉峰","中试基地",null,"化学工程学院","化学工程系","褚宏达","","2009-12-14","2009-12-14","1900-01-02","2009S1388","","","06232726","02","","2400403","热学式分析仪器","03061404","0406",0,0,"2009-12-01","美国","840","2009-12-14","","1","","2009-12-14","1487","TA-沃特斯公司","2008-08-01","2008-12-01","B","","F","2","1","0305"]
[20093075,"X射线衍射仪","bruker D8 Advance","230V 65KVA",1692745.5,"曹丽媛","化工楼A102",null,"化学工程学院","能源与催化工程系","曹丽媛","","2009-12-08","2009-12-08","1900-01-02","2009S1333","","","06232728","02","","2400405","射线式分析仪器","03030502","0411",5400,2,"2010-03-01","德国","276","2012-12-31","","1","","2009-12-08","2313","德国布鲁克","2009-03-01","2009-03-01","B","","F","2","1","0309"]
[20093069,"色谱质谱联用仪","7890A-5975C","*",423834.45,"史权","化工楼A617",null,"化学工程学院","化学工艺系","史权","","2009-12-07","2009-12-07","1900-01-02","2009S1329","","",6232727,2,"",2400408,"色谱仪",3030706,402,1349.78,1,"2010-10-01","美国",840,"2014-12-31","",1,"","2009-12-07",1334,"安捷伦科技有限公司","2009-05-01","2009-10-01","B","",4,2,1,302]
[20092975,"水合物成藏三维模拟装置","300L","32MPa，200升",473060,"孙长宇","中试基地",null,"化学工程学院","化学工程系","粟科华","","2009-11-24","2009-11-24","1900-01-02","2009S1262，01S0045"," 增加支撑结构","","01155791 90 92 93","02","","2400699","其他试验仪器及装置","03061300","0406",1260,1,"2010-11-01","中国","156","2009-11-24","","1","","2009-11-24","1972","辽宁开原化工机械有限公司","2009-11-01","2009-11-01","B","","D","2","1","0305"]
[20082215,"硫氮分析仪","EA3100","1400*500*600mm",428293.56,"刘旭霞","化工楼B座104",null,"化学工程学院","化学工艺系","刘旭霞","","2008-09-23","2008-09-23","1900-01-02","2008S0958","","","27920129","02","","2400404","光学式分析仪器","03030402","0402",15450,1,"2009-03-01","德国","276","2012-12-31","","1","","2008-09-23","D011","德国耶拿分析仪器股份公司","2008-03-01","2008-03-01","B","","F","2","1","0302"]
[20080157,"水合物成藏一维模拟实验装置","*316不锈钢","*内径25mm*高1000",671887.56,"孙长宇","化工楼A119",null,"化学工程学院","化学工程系","陈立涛","","2008-03-05","2008-03-05","1900-01-02","2008S0172","","","04023101","03","","3230306","生产线及装配线","04260100","0406",14800,2,"2009-01-01","中国","156","2012-12-31","","1","","2008-03-05","1972","北京高宇鲲腾机械有限公司","2008-01-01","2008-01-01","B","","D","2","1","0305"]
[20051947,"多功能超临界萃取分馏制备仪","SEF-Ⅲ","3.5L",569598,"许志明",{"$error":"#N/A"},null,"化学工程学院","化学工艺系","许志明","","2005-12-08","2005-12-08","1900-01-02","2005S0762","","","","03","","3030601","常减压蒸馏装置","04370907","0409",198000,1,"2006-09-01","中国","156","2013-07-15","","1","","2005-12-08","1221","石仪科技实业发展公司","2005-09-01","2005-09-01","B","","1","1","1","031302"]
[20050585,"汽油烃组成分析仪","*","*",760981.23,"梁咏梅","化工楼B座104",null,"化学工程学院","化学工艺系","梁咏梅","","2005-05-17","2005-05-17","1900-01-02","2005S0236","","","","02","","2400401","电化学分析仪器","03030153","0402",0,0,"2006-01-01","荷兰","528","2005-05-17","","1","","2005-05-17","1403","AC公司","2004-02-01","2005-01-01","B","","2","2","1","0302"]
[20050185,"纳米粒度电位分析仪","*","*",480271.11,"曾鹏晖","化工楼A座104",null,"化学工程学院","能源与催化工程系","曾鹏晖","","2005-04-06","2005-04-06","1900-01-02","2005S0080","","","","03","","3602300","生理仪器","03250257","040C",0,0,"2006-01-01","英国","826","2005-04-06","","1","","2005-04-06","2017","马尔文公司","2004-03-01","2005-01-01","B","","D","2","1","0309"]
[20050001,"多功能超临界中试平台装置","*","10KG/HR",509460,"许志明","中试基地",null,"化学工程学院","化学工艺系","许志明","","2005-03-17","2005-03-17","1900-01-02","2005S0001","","","","03","","3030601","常减压蒸馏装置","04370721","0402",18920,10,"2006-01-01","中国","156","2005-03-17","","1","","2005-03-17","1221","海安石油科研仪器厂","2004-10-01","2005-01-01","B","","D","2","1","0302"]
[20042774,"高温模拟蒸馏系统","AC Agilent 6890","*",552500,"史权","化工楼B座104",null,"化学工程学院","化学工艺系","史权","","2004-12-31","2004-12-31","1900-01-02","2004S868","","","","02","","2400408","色谱仪","03030623","0402",0,0,"2005-01-01","荷兰","528","2004-12-31","","1","","2004-12-31","1334","AC","2003-12-01","2004-01-01","B","","9","2","1","0302"]
[20042773,"气相色谱-质谱联用仪","Trace-DSQ","*",874021,"史权","化工楼B座104",null,"化学工程学院","化学工艺系","史权","","2004-12-31","2004-12-31","1900-01-02","2004S868","","","",2,"",2400408,"色谱仪",3030706,402,0,0,"2005-01-01","美国",840,"2004-12-31","",1,"","2004-12-31",1334,"热电菲尼根公司","2004-01-01","2004-01-01","B","",9,2,1,302]
[20042338,"全自动程序升温化吸附分析仪","Autosor6-1","*",775005.67,"申宝剑","化工楼A座104",null,"化学工程学院","能源与催化工程系","申宝剑","","2004-11-30","2004-11-30","1900-01-02","2004S660","","","","02","","2400502","非金属材料试验机","03052007","040C",0,0,"2005-11-01","美国","840","2004-11-30","","1","","2004-11-30","1649","DIGILAB公司","2004-11-01","2004-11-01","B","","D","2","1","0309"]
[20041318,"表面分析仪","2020M","*",451003.49,"曾鹏晖","化工楼A座104",null,"化学工程学院","能源与催化工程系","曾鹏晖","","2004-07-07","2004-07-07","1900-01-02","2004S338","","","","02","","2400499","其他分析仪器","03030716","0403",0,0,"2005-01-01","美国","840","2004-07-07","","1","","2004-07-07","2017","麦克仪器公司","2003-11-01","2004-01-01","B","","D","2","1","0303"]
[20032778,"清洁汽油生产中试装置","*","*",564905,"刘植昌","中试基地",null,"化学工程学院","化学工艺系","刘植昌","","2003-12-19","2003-12-19","1900-01-02","2003S672","","","","03","","3260202","物理、化学处理设备","04400200","0402",1043308,72,"2004-12-01","中国","156","2003-12-19","","1","","2003-12-19","1620","组装","2003-12-01","2003-12-01","B","","D","2","1","0302"]
[20032488,"加氢高压装置","JQ-3","*",446800,"周亚松","马池口文汇天创院内",null,"化学工程学院","化学工艺系","周亚松","","2003-12-05","2003-12-05","1900-01-02","2003S599","","","","03","","3601303","教学用力学仪器","03140142","0402",29190,3,"2004-09-01","中国","156","2003-12-05","","1","","2003-12-05","0613","海安石油科研仪器厂","2003-09-01","2003-09-01","B","","D","2","1","0302"]
[20020795,"X射线衍射仪","XRD-6000","*",531060,"曹丽媛","化工楼A208",null,"化学工程学院","能源与催化工程系","李然家","","2002-06-22","2002-06-22","1900-01-02","02S184 07S389 08S452"," 更新电缆","","","02","","2400405","射线式分析仪器","03030502","0403",0,0,"2003-04-01","日本","392","2002-06-22","","1","","2002-06-22","2313","日本岛津公司","2002-04-01","2002-04-01","B","","2","2","1","0303"]
[20010864,"气相色谱仪","HP6890","*",421874.78,"梁咏梅","化工楼B座104",null,"化学工程学院","化学工艺系","梁咏梅","","2001-10-14","2001-10-14","1900-01-02","2001S343（b）","","","","02","","2400408","色谱仪","03030601","0402",19913.43,1,"2002-01-01","美国","840","2014-12-31","","1","","2001-10-14","1403","安捷伦","2000-10-01","2001-01-01","B","","9","2","1","0302"]

{"sheet":"其中机械学院大型仪器","index":4,"n_rows":34,"n_cols":45,"rows_kept":34,"flags":["formulas_cached_only"]}
["仪器编号","仪器名称","型号","规格","单价","领用人","存放地点","2016年使用机时","所属学院","学科专业","经手人","财务凭单","输入日期","入库时间","变动日期","单据号","备注","设备号","科研号","资产类别","存放地编号","国标分类号","国标分类名","分类号","使用单位号","附件总价","附件数量","保修期限","国别","国别码","财审核日期","财务审核人","初审","初审人","初审日期","人员编号","厂家","出厂日期","购置日期"]
["1631229N","光学式追踪系统","ART-trackpack","trackpack",410000,"宫敬",{"$error":"#N/A"},null,"机械与储运工程学院","油气储运工程系","机械学院","","2016-12-27","2016-12-28","1900-01-02","16006794","2016Z3494","","","03","","3601304","教学用光学仪器","03140602","040301",0,0,"2017-12-27","中国","156","1900-01-02","","0","","1900-01-02","1552","重庆汇博利农科技有限公司","2016-12-22","2016-12-22","1","研修429","1","1","1","040301"]
["1627903N","高速相机","v1212","*",995988,"张金亚",{"$error":"#N/A"},null,"机械与储运工程学院","热能工程系","机械学院","","2016-12-20","2016-12-26","1900-01-02","16006421","2016Z3668","","","02","","2020400","照相机及器材","03170303","0406",0,0,"2017-12-19","美国","840","1900-01-02","","0","","1900-01-02","2012880011","VRI","2016-06-30","2016-06-30","1","研修南楼315","2","2","1","0406"]
["1621939N","扫描探针测试分析系统","CSPM500","AFM：横向0.2nm垂直0.1nm STM：横向0.2nm垂直0.01nm",490000,"肖华平",{"$error":"#N/A"},null,"机械与储运工程学院","机电工程系","机械学院","","2016-11-01","2016-11-11","1900-01-02",16004917,"2016Z2773","","",2,"",2400306,"电子光学及离子光学仪器",3040702,404,0,0,"2020-10-20","中国",156,"1900-01-02","",0,"","1900-01-02",2014880065,"广州市本原纳米仪器有限公司","2015-10-08","2015-12-16",1,"新综合楼b822",2,2,1,404]
["1618241N","空气动力学粒径谱仪","APS3321","332100",504676.95,"熊至宜",{"$error":"#N/A"},null,"机械与储运工程学院","热能工程系","机械学院","","2016-09-13","2016-10-14","1900-01-02","16004114","2016Z2167","","","02","","2400601","分析天平及专用天平","03060118","0406",0,0,"2017-04-05","美国","840","1900-01-02","","0","","1900-01-02","2317","美国TSI公司","2016-02-01","2016-04-05","1","工程西楼201","2","2","1","0406"]
["1514076N","中文智能电位滴定仪","T70","-2000mV~2000mV",420000,"黄启玉","江苏徐州中石化管道储运公司",null,"机械与储运工程学院","油气储运工程系","机械学院","","2015-12-08","2015-12-31","1900-01-02","15005963","2015Z3283","","","02","","2400401","电化学分析仪器","03030145","0407",0,0,"2016-01-15","瑞士","756","1900-01-02","","0","","1900-01-02","1670","梅特勒","2015-01-15","2015-01-15","1","江苏徐州中石化管道储运公司","2","2","1","0407"]
["1500970N","扫描探针显微镜","MULTIMODE 8 AM","MULTIMODE 8 AM",793444.08,"王玮","工程西楼D段301",null,"机械与储运工程学院","油气储运工程系","机械学院","","2015-03-12","2015-03-12","1900-01-02","15000560","2015Z0380","","","02","","2400306","电子光学及离子光学仪器","03040702","0407",0,0,"2014-03-12","美国","840","1900-01-02","","0","","1900-01-02","2360","布鲁克","2013-03-12","2013-03-12","1","工程西楼D段301","D","2","1","0407"]
["1406069S","注入头液压控制单元","加工","42*6管线压力48MPa/14*3管线压力38MPa",470000,"张宏","湖北荆州中石油钻井院江汉机械所",null,"机械与储运工程学院","安全工程系","乔国洪","","2014-12-12","2014-12-12","1900-01-02","2014S2368","","","02341167-71","03","","3601311","教学用机电实验仪器","03141201","0402",0,0,"2015-12-01","中国","156","2014-12-31","","1","","2014-12-12","0090","荆州市新海石油设备制造有限公司","2014-12-01","2014-12-01","1","","2","2","1","0402"]
["1401111S","连续管注入头夹持系统及试验台架","定制","*",980000,"张宏","湖北荆州中石油钻井院江汉机械所",null,"机械与储运工程学院","安全工程系","乔国洪","","2014-04-25","2014-04-25","1900-01-02","2014S0571重大专项","","","00706343","03","","3101101","回转式气动工具","04410610","0402",0,0,"2015-04-01","中国","156","2014-06-01","","1","","2014-04-25","0090","无锡双友石油石化设备公司","2014-04-01","2014-04-01","1","","2","2","1","0402"]
[99073600,"多相流实验环道装置","设计加工","*",3174976,"吴海浩","工程西楼",null,"机械与储运工程学院","油气储运工程系","孙维光","","1999-11-01","1999-11-01","1900-01-02","99S399，09S0720"," 更新维修",251,{"v":60113599452,"d":"60,113,599,452"},3,"",3601399,"其他教学专用仪器",3140000,205,3756016,117,"2000-11-01","中国",156,"1999-11-01","",1,"","1999-11-01","","北京星仪技术工程公司","1999-09-01","1999-11-01","B","工程楼B座D段201","D",2,1,407]
[99035500,"流变仪","RS150H","最小扭矩2×10-7Nm",919248,"张帆","工程东楼415",null,"机械与储运工程学院","油气储运工程系","张帆","","1999-07-01","1999-07-01","1900-01-02","99S241","",354,601,2,"",2400502,"非金属材料试验机",3052207,205,160250,4,"2000-07-01","德国",276,"1999-07-01","",1,"","1999-07-01",1357,"HAAKE","1998-11-01","1999-07-01","B","","D",2,1,407]
[97070900,"CNC计算机数控教学系","*","*",2105858.45,"彭鹤",{"$error":"#N/A"},null,"机械与储运工程学院","机电工程系","任焓","","1997-10-01","1997-10-01","2011-10-27","97S384","曾鸣","429","","02","","2019900","其他计算机设备及软件","05010702","0307",124000,2,"1998-10-01","英国","826","1997-10-01","","1","","1997-10-01","2012880006","DENFORD","1997-01-01","1997-10-01","B","中油630","3","1","1","040302"]
[94119900,"多功能磨损试验机","FX2-1506","*",1329422.2,"王德国","中油大厦817",null,"机械与储运工程学院","机电工程系","李维明","","1994-05-01","1994-05-01","1900-01-02","94S353，2007S1442","  设备更新、改造","94S353","","02","","2400501","金属材料试验机","03050900","0308",154611.4,2,"1995-05-01","美国","840","1994-05-01","","1","","1994-05-01","1276","FALEX","1994-01-01","1994-05-01","B","","3","2","1","0402"]
[92011100,"两维多普勒测速仪","90-3型 四光束","*",2480864.15,"朱宏武","工程西楼B段110",null,"机械与储运工程学院","机电工程系","薛敦松","","1992-02-01","1992-02-01","1900-01-02","920001","","920001","","02","","2400104","物位及机械量仪表","03010531","0302",2911874.3,6,"1993-02-01","美国","840","1992-02-01","","1","","1992-02-01","1271","TSI公司","1991-01-01","1992-02-01","B","","3","2","1","0402"]
[20138985,"在线颗粒图像测试系统","PVM819","*",934478.29,"宫敬","工程西楼D段二层",null,"机械与储运工程学院","油气储运工程系","吴海浩","","2013-11-07","2013-11-07","1900-01-02","2013S1883 重大专项","","",10317550,2,"",2400601,"分析天平及专用天平",3060118,407,25990,1,"2014-10-01","美国",840,"2013-12-31","",1,"","2013-11-07",1552,"梅特勒-托利多仪器公司","2013-10-01","2013-10-01",1,"工程楼B座D段2楼",2,2,1,407]
[20134274,"三维粒子成像测速仪","FlowMap","*",767695.31,"宫敬","工程西楼D段301",null,"机械与储运工程学院","油气储运工程系","吴海浩","","2013-05-16","2013-05-16","1900-01-02","2013S0807(重大)","","","15759030","02","","2400104","物位及机械量仪表","03010531","0407",0,0,"2014-05-01","丹麦","208","2013-07-15","","1","","2013-05-16","1552","Dantec公司","2013-05-01","2013-05-01","1","工程楼B座D段301","2","2","1","0407"]
[20132938,"MPS物流运动控制开发系统","MPS-ROBOTINO","*",437962.99,"彭鹤","中油大厦718",null,"机械与储运工程学院","机电工程系","彭鹤","","2013-06-04","2013-06-04","2013-06-04","2013S0943","","","00824209 15759032","02","","2321199","其他音频设备","05040915","040302",0,0,"2014-01-01","中国","156","2013-07-15","","1","","2013-06-04","2012880006","FESTO","2013-01-01","2013-01-01","1","","1","1","1","040302"]
[20126791,"颗粒物粒径谱仪","*","*",461649.9,"姬忠礼","工程西楼B段201",null,"机械与储运工程学院","热能工程系","李兰洁","","2012-12-21","2012-12-21","1900-01-02","2012S2256","","","00395314","02","","2400601","分析天平及专用天平","03060117","0406",0,0,"2013-12-01","美国","840","2013-07-15","","1","","2012-12-21","1114","TSI公司","2012-12-01","2012-12-01","1","","2","2","1","0406"]
[20124957,"差示扫描量热仪","Q2000","温度准确范围0.1",470463.19,"张劲军","徐州",null,"机械与储运工程学院","油气储运工程系","黄启玉","","2012-10-25","2012-10-25","1900-01-02","2012S1803","","",395149,2,"",2400403,"热学式分析仪器",3061412,407,0,0,"2013-10-01","美国",840,"2012-12-31","",1,"","2012-10-25",1986,"沃特斯公司","2012-10-01","2012-10-01",1,"徐州",2,2,1,407]
[20115518,"在线高压颗粒分析仪","FBRM D600PS","*",804129.21,"宫敬","工程西楼D段二层",null,"机械与储运工程学院","油气储运工程系","吴海浩","","2011-12-26","2011-12-26","1900-01-02","2011S2197","","",16357152,2,"",2400601,"分析天平及专用天平",3060118,407,0,0,"2012-12-01","美国",840,"2014-11-05","",1,"","2011-12-26",1552,"梅特勒—托利多","2011-12-01","2011-12-01",1,"工程楼B座D段2楼",2,2,1,407]
[20115122,"流变仪","MARSIII","*",688694.39,"张劲军",{"$error":"#N/A"},null,"机械与储运工程学院","油气储运工程系","黄启玉","","2011-12-12","2011-12-12","1900-01-02","2011S2036","","",15307911,2,"",2400502,"非金属材料试验机",3052207,407,0,0,"2012-12-01","德国",276,"2011-12-12","",1,"","2011-12-12",1986,"HAKKE公司","2011-12-01","2011-12-01",1,"徐州",2,2,1,407]
[20114393,"流变仪","MARSIII","0.01 micro Nm～200mNm",664118.42,"韩善鹏","工程东楼415",null,"机械与储运工程学院","油气储运工程系","马桂霞","","2011-11-24","2011-11-24","1900-01-02","2011S1832","","",633302,2,"",2400502,"非金属材料试验机",3052207,407,0,0,"2012-11-01","德国",276,"2011-11-24","",1,"","2011-11-24",1986,"热电(卡尔斯鲁厄)有限公司","2011-11-01","2011-11-01",1,"工程东楼415","D",2,1,407]
[20112314,"智能远场涡流集成检测系统","EEC-2008net","集成远场、涡流、漏磁、超声、磁记忆检测功能",771000,"宋强","中油大厦821",null,"机械与储运工程学院","机电工程系","宋强","","2011-05-11","2011-05-11","1900-01-02","2011S0830","","","01276451-460",2,"",2400507,"无损探伤机",3052309,409,5000,1,"2012-02-01","中国",156,"2011-05-11","",1,"","2011-05-11",2170,"爱德森（厦门）电子有限公司","2010-12-01","2011-02-01",1,"","D",2,1,409]
[20111647,"气液相分率仪","FM-1025","*",445000,"宫敬","工程西楼D段二层",null,"机械与储运工程学院","油气储运工程系","王娟","","2011-03-31","2011-03-31","1900-01-02","2011S0477","","",335943,2,"",2400499,"其他分析仪器",3031265,407,0,0,"2012-03-01","中国",156,"2011-03-31","",1,"","2011-03-31",1552,"兰洲海默科技股份有限公司","2011-03-01","2011-03-01",1,"工程楼B座D段2楼","D",2,1,407]
[20111646,"气液相分率仪","FM-1025","*",445000,"宫敬","工程西楼D段二层",null,"机械与储运工程学院","油气储运工程系","王娟","","2011-03-31","2011-03-31","1900-01-02","2011S0477","","","00335943","02","","2400499","其他分析仪器","03031265","0407",0,0,"2012-03-01","中国","156","2011-03-31","","1","","2011-03-31","1552","兰洲海默科技股份有限公司","2011-03-01","2011-03-01","1","工程楼B座D段2楼","D","2","1","0407"]
[20104405,"聚焦光束反射测量仪","FBRM600L","*",569254.95,"王玮","工程西楼D段301",null,"机械与储运工程学院","油气储运工程系","王娟","","2010-12-14","2010-12-14","1900-01-02","2010S1593","","",4569556,2,"",2400310,"激光仪器",3041113,407,0,0,"2011-12-01","美国",840,"2010-12-14","",1,"","2010-12-14",2360,"梅特勒-托利多","2010-12-01","2010-12-01",1,"工程西楼D段301","D",2,1,407]
[20104335,"粘弹性流变仪","MCR131","MCR131",481101.44,"宫敬",{"$error":"#N/A"},null,"机械与储运工程学院","油气储运工程系","吴海浩","","2010-12-14","2010-12-14","1900-01-02","2010S1594","","",12066439,2,"",2400502,"非金属材料试验机",3052207,407,167286.21,2,"2011-12-01","德国",276,"2014-12-12","",1,"","2010-12-14",1552,"安东柏公司","2010-12-01","2010-12-01",1,"工程楼B座D段104",2,2,1,407]
[20102768,"水合物蜡沉积实验环路装置","*","25mm-50mm",519416,"宫敬","工程西楼D段二层",null,"机械与储运工程学院","油气储运工程系","吴海浩","","2010-11-02","2010-11-02","1900-01-02","2010S1200，01S1512","加阀及接头","","12557868 67",3,"",3601303,"教学用力学仪器",3150118,407,405390,9,"2011-11-01","中国",156,"2013-12-31","",1,"","2010-11-02",1552,"北京益德四方不锈钢有限公司","2010-11-01","2010-11-01",1,"工程楼B座D段2楼",2,2,1,407]
[20080327,"气溶胶粒径谱仪","Palas3000","Welas-3000",404873.39,"姬忠礼","工程西楼B段201",null,"机械与储运工程学院","热能工程系","陈鸿海","","2008-03-06","2008-03-06","1900-01-02","2008S0188","","","22597136","02","","2400409","环境监测仪器及综合分析装置","03260121","0302",0,0,"2008-12-01","德国","276","2008-03-06","","1","","2008-03-06","1114","东方科学仪器进出口集团有限公司","2007-12-01","2007-12-01","B","","2","2","1","0406"]
[20070268,"微机控制岩石三轴蠕变试验机","RLW-2000","*",979800,"张永星","提采楼101",null,"机械与储运工程学院","油气储运工程系","王芝银","","2007-03-16","2007-03-16","1900-01-02","2007S0149","王芝银","","",2,"",2400502,"非金属材料试验机",3052218,207,419800,3,"2008-03-01","中国",156,"2012-12-31","",1,"","2007-03-16",2014880069,"长春市朝阳试验仪器有限公司","2007-03-01","2007-03-01","B","综合楼南zh101-1N","D",2,1,407]
[20060739,"石油杆管损伤试验台","组装","*",421152,"樊建春","工程西楼",null,"机械与储运工程学院","安全工程系","樊建春","","2006-06-15","2006-06-15","1900-01-02","2006S0290 06S0508","","","","03","","3030000","其他石油和化学工业专用设备","04370000","0302",54700,25,"2007-04-01","中国","156","2006-06-15","","1","","2006-06-15","1606","天津小街石油机械配件厂","2006-04-01","2006-04-01","B","","D","2","1","0402"]
[20051941,"电化学式工作站","IM6ex","*",515156.42,"翁永基","理学院搭建二层",null,"机械与储运工程学院",{"$error":"#N/A"},"翁永基","","2005-12-07","2005-12-07","1900-01-02","2005S0760","","","",2,"",2400401,"电化学分析仪器",3030100,308,13389,1,"2006-11-01","德国",276,"2013-07-15","",1,"","2005-12-07","","香港环球公司","2005-11-01","2005-11-01","B","","D",2,1,605]
[20050675,"光学颗粒粒度分析仪","PCS 2010","*",404670.81,"姬忠礼","工程西楼B段201",null,"机械与储运工程学院","热能工程系","姬忠礼","","2005-05-27","2005-05-27","1900-01-02","2005S0283","","","","02","","2400402","物理特性分析仪器及校准仪器","03030810","0302",9200,2,"2006-03-01","德国","276","2005-05-27","","1","","2005-05-27","1114","PALAS GMBH公司","2005-03-01","2005-03-01","B","","D","2","1","0406"]
[20000794,"液压伺服试验机","MTS 810.23M/TS","250kn",1540650.3,"帅健","工程东楼119",null,"机械与储运工程学院","安全工程系","帅健","","2000-12-20","2000-12-20","1900-01-02","2000S412","","","","02","","2400501","金属材料试验机","03050307","0305",82525,3,"2001-11-01","美国","840","2013-12-31","","1","","2000-12-20","0088","MTS","2000-05-01","2000-11-01","B","","D","2","1","0402"]

{"sheet":"其中信息学院大型仪器","index":5,"n_rows":24,"n_cols":45,"rows_kept":24,"flags":["formulas_cached_only"]}
["仪器编号","仪器名称","型号","规格","单价","领用人","存放地点","2016年使用机时","所属学院","学科专业","经手人","财务凭单","输入日期","入库时间","变动日期","单据号","备注","设备号","科研号","资产类别","存放地编号","国标分类号","国标分类名","分类号","使用单位号","附件总价","附件数量","保修期限","国别","国别码","财审核日期","财务审核人","初审","初审人","初审日期","人员编号","厂家","出厂日期","购置日期"]
["1628138N","岩石声波孔渗岩心测试系统","Benchlab7000","压力下岩样渗透率孔隙度测量模块和声速测量模块",1972000,"魏建新",{"$error":"#N/A"},null,"地球物理与信息工程学院","物探系","信息学院","","2016-12-19","2016-12-26","1900-01-02","16006453","2016Z3648","","","03","","3600206","井中物探仪器","03220507","0502",0,0,"2017-08-03","美国","840","1900-01-02","","0","","1900-01-02","1623","New England Research","2016-07-05","2016-08-03","1","地质楼112室","2","2","1","0502"]
["1622608N","高温高压孔隙驱替装置","HXKY-B","*",798000,"赵建国",{"$error":"#N/A"},null,"地球物理与信息工程学院","物探系","信息学院","","2016-11-04","2016-11-11","1900-01-02","16005130","2016Z2849","","","03","","3601317","教学用地理仪器","03141309","0510",0,0,"2017-11-02","中国","156","1900-01-02","","0","","1900-01-02","2180","南通华兴石油仪器有限公司","2010-06-17","2010-06-17","1","地质楼一层西大厅","2","2","1","0510"]
["1608066N","刀片式服务器及高性能存储","DELL PowerEdge M1000E","DELL PowerEdge M1000E",1085000,"王尚旭",{"$error":"#N/A"},null,"地球物理与信息工程学院","物探系","信息学院","","2016-03-29","2016-04-18","1900-01-02","16001404","2016C0078","","","02","","2010102","小型机","05010104","0502",0,0,"2017-03-29","中国","156","1900-01-02","","0","","1900-01-02","0729","厦门-戴尔（中国）有限公司","2015-09-18","2015-09-18","1","地质楼2层217","2","2","1","0502"]
["1604073N","高性能集群存储设备","NAJ-0801","500T",3360000,"王润秋",{"$error":"#N/A"},null,"地球物理与信息工程学院","物探系","信息学院","","2016-03-09","2016-03-25","1900-01-02","16000853","2016Z0378","","","02","","2010501","磁盘机","05010535","0502",0,0,"2017-03-08","中国","156","1900-01-02","","0","","1900-01-02","1183","NETAPP","2016-03-08","2016-03-08","1","地质楼215","F","2","1","0502"]
["1603979N","泥浆脉冲无线数据传输系统(含转接头)","研制","小井眼随钻测量仪器直径40mm，长度8700m",965382,"朱明达",{"$error":"#N/A"},null,"地球物理与信息工程学院","测控系","信息学院","","2016-03-03","2016-03-25","1900-01-02","16000741","2016Z0316","","","03","","3600209","钻探测井仪器","03220710","0504",0,0,"2017-01-20","中国","156","1900-01-02","","0","","1900-01-02","1094","北京嘉禾石油技术有限公司","2016-01-20","2016-01-20","1","工程东楼井下过程模拟实验室","2","2","1","0504"]
["1600046N","中尺寸核磁共振分析与成像系统","MesoMR23-060H-I","MesoMR23-060H-I",1180000,"肖立志",{"$error":"#N/A"},null,"地球物理与信息工程学院","测井系","信息学院","","2016-01-07","2016-02-26","1900-01-02","16000027","2016Z0014","","","02","","2400406","波谱仪","03030709","0503",0,0,"2015-12-25","中国","156","1900-01-02","","0","","1900-01-02","2306","上海纽迈电子科技有限公司","2014-12-25","2015-07-17","1","数岩科技","2","2","1","0503"]
["1501302N","X射线CT断层扫描仪","MicroXCT400","*",3826622.06,"王尚旭","地质楼南平房",null,"地球物理与信息工程学院","物探系","信息学院","","2015-04-29","2015-06-18","1900-01-02","15000755","2015Z0763/赵建国","","","03","","3601404","剂量仪器","03210424","0508",0,0,"2012-12-01","美国","840","1900-01-02","","0","","1900-01-02","0729","Xradia公司","2011-12-01","2011-12-01","1","地质楼南平房","2","2","1","0508"]
["1500265N","核磁共振成像仪","Research Lab","23MHz，500mT/m",440754.6,"廖广志","地质楼301",null,"地球物理与信息工程学院","测井系","信息学院","","2015-12-03","2015-12-30","1900-01-02","15000234","2015Z3171","","","02","","2400406","波谱仪","03030709","0503",0,0,"2015-06-20","德国","276","1900-01-02","","0","","1900-01-02","2013880002","Puredevice","2014-05-15","2014-06-21","1","地质楼301","2","2","1","0503"]
["1500263N","单边核磁共振仪","PM25","13MHz，60us，286KHz/mm",459826.67,"廖广志","地质楼301",null,"地球物理与信息工程学院","测井系","信息学院","","2015-12-03","2015-12-30","1900-01-02","15000232","2015Z3169","","","02","","2400406","波谱仪","03030709","0503",0,0,"2014-09-20","德国","276","1900-01-02","","0","","1900-01-02","2013880002","Magritek","2013-08-01","2013-09-20","1","地质楼301","2","2","1","0503"]
["1500260N","岩心核磁共振分析仪","RCA 2MHz","2MHz主频，500mT脉冲梯度，60us最小回波间隔",1346575.15,"肖立志","地质楼301",null,"地球物理与信息工程学院","测井系","信息学院","","2015-12-03","2015-12-30","1900-01-02","15000230","2015Z3170","","","02","","2400406","波谱仪","03030709","0503",0,0,"2014-12-20","新西兰","554","1900-01-02","","0","","1900-01-02","2306","Magritek","2013-10-02","2013-12-20","1","地质楼301","2","2","1","0503"]
[97125400,"电磁勘探系统","V5-2000","V5-2000",2186731.05,"赵建国","地质楼223",null,"地球物理与信息工程学院","物探系","戴世坤","","1997-12-01","1997-12-01","1900-01-02","97S566","",972,"国外订",3,"",3600299,"其他地质勘探、钻采及人工地震仪器",3220000,109,4182764.04,8,"1998-12-01","加拿大",124,"1997-12-01","",1,"","1997-12-01",2180,"凤凰公司","1997-01-01","1997-12-01","B","",3,2,1,502]
[97006100,"电阻率自动联测装置","RCCP","RCCP",1598651.05,"柯式镇","地质楼314",null,"地球物理与信息工程学院","测井系","冯启宁","","1997-01-01","1997-01-01","1900-01-02","97S049","",61,"国外订",2,"",2410301,"电阻器、电容器参数测量仪",3190515,"010A",13216,3,"1998-01-01","美国",840,"2012-12-31","",1,"","1997-01-01",938,"岩石公司","1995-01-01","1997-01-01","B","",3,2,1,503]
[96004000,"物理实验自动定位系统","*","*",644600,"狄帮让","地质楼118",null,"地球物理与信息工程学院","物探系","狄邦邦","","1996-01-01","1996-01-01","1900-01-02","96S018 2004S604","",40,"",3,"",3600213,"岩石矿物理性质测试仪器",3221000,109,123200,22,"1997-01-01","中国",156,"1996-01-01","",1,"","1996-01-01",1453,"上海精密机床修理厂","1991-12-01","1996-01-01","B","",2,2,1,502]
[20126217,"岩石声学参数温压伺服测试系统","YSW-600/120","轴压加载：静压600KN，动态800KN，测量精度小于1%。",1154000,"魏建新","地质楼115",null,"地球物理与信息工程学院","物探系","伊京翠","","2012-12-04","2012-12-04","1900-01-02","2012S2298","","",409468,2,"",2400502,"非金属材料试验机",3052218,502,100000,1,"2013-11-01","中国",156,"2014-06-01","",1,"","2012-12-04",1623,"长春市朝阳试验仪器有限公司","2012-11-01","2012-11-01",1,"",2,2,1,502]
[20121359,"高温覆压孔渗测定仪","FYKS-1","*",492100,"王尚旭","地质楼110",null,"地球物理与信息工程学院","物探系","王尚旭","","2012-05-14","2012-05-14","1900-01-02","2012S0694，2012S1625","2011年6月发票号00136168，2011年11月发票号00136485为补设备帐。","",136484,3,"",3600206,"井中物探仪器",3220511,502,2100,1,"2012-10-01","中国",156,"2012-12-31","",1,"","2012-05-14",729,"海安县华丰科研仪器销售部","2011-10-01","2011-10-01",1,"",2,2,1,502]
[20121335,"低频探测仪","组装","*",1769031,"王尚旭","地质楼3",null,"地球物理与信息工程学院","物探系","赵建国","","2012-05-14","2012-05-14","1900-01-02","2012S0693","","",12277720,3,"",3601401,"辐射仪器",3210117,502,0,0,"2012-10-01","美国",840,"2012-12-31","",1,"","2012-05-14",729,"Wavent LLC","2011-10-01","2011-10-01",1,"",2,2,1,502]
[20114675,"激光干涉仪","TEMPO 2D","面外灵敏度：2*10-7nm(W/Hz)1/2 带宽：10KHz-10MHz",742057.13,"魏建新","地质楼113",null,"地球物理与信息工程学院","物探系","伊京翠","","2011-11-28","2011-11-28","1900-01-02","2011S1857","","",14345129,2,"",2400303,"光学计量仪器",3040303,502,0,0,"2012-11-01","美国",840,"2013-12-31","",1,"","2011-11-28",1623,"MATRX-U/E TECHNOLOGIES-LIMITBD公司","2011-11-01","2011-11-01",1,"","D",2,1,502]
[20110918,"半实物催化裂化装置","*","*",2520000,"罗雄麟","地质楼一层南大厅",null,"地球物理与信息工程学院","自动化系","刘凤明","","2011-03-14","2011-03-14","1900-01-02","2011S0316","00797926-29 16554522 16554517 16554516","","005508441-59",3,"",3601315,"数学用化学分析及化工仪器",3141075,50603,0,0,"2012-03-01","中国",156,"2011-03-14","",1,"","2011-03-14",1636,"北京科力丹迪科技开发有限公司","2011-03-01","2011-03-01",1,"",1,1,1,50603]
[20110915,"集散控制系统","*","*",990000,"罗雄麟","地质楼117",null,"地球物理与信息工程学院","自动化系","刘凤明","","2011-03-14","2011-03-14","1900-01-02","2011S0315","00797926-29 16554522 16554517 16554516","","05508441-59 00797926",2,"",2400108,"集中控制装置",3011133,50603,0,0,"2012-03-01","中国",156,"2011-03-14","",1,"","2011-03-14",1636,"霍尼韦尔","2011-03-01","2011-03-01",1,"",1,1,1,50603]
[20101842,"声波测井高精度定位系统","定制","*",576000,"乔文孝","地质楼南平房",null,"地球物理与信息工程学院","测井系","宗茫茫","","2010-09-26","2010-09-26","1900-01-02","2010S0932 10S1347","尾款","",4820669,3,"",3600399,"其他地震仪器",3220326,503,0,0,"2011-09-01","中国",156,"2010-09-26","",1,"","2010-09-26",1910,"天津维杰泰克自动化技术有限公司","2010-09-01","2010-09-01",1,"",9,2,1,503]
[20101306,"自然γ射线测量系统","GMX50P4-83","*GMX50P4-83",645073.6,"吴文圣","地下室",null,"地球物理与信息工程学院","测井系","宗茫茫","","2010-06-01","2010-06-01","1900-01-02","2010S0507","","",14212301,3,"",3601402,"射线谱仪器",3210201,110,0,0,"2011-05-01","中国",156,"2010-06-01","",1,"","2010-06-01",2051,"ORTEC公司","2010-05-01","2010-05-01","B","","F",2,1,503]
[20100545,"准分子激光器系统","COMPEXPRO50","2G 320G 19寸",542857.79,"王兵","地质楼306",null,"地球物理与信息工程学院","测井系","宗茫茫","","2010-03-31","2010-03-31","2014-01-13","2010S0206","原领用人陶果变更为王兵2014.1.13","","12754171 18455874",2,"",2400310,"激光仪器",3040908,110,0,0,"2011-03-01","美国",840,"2010-03-31","",1,"","2010-03-31",2011880020,"美国相干公司","2010-03-01","2010-03-01","B","","F",2,1,503]
[20041342,"双三维多功能坐标定位机","*","*",899774,"狄帮让",{"$error":"#N/A"},null,"地球物理与信息工程学院","物探系","狄邦让","","2004-09-07","2004-09-07","2011-06-22","2004S351，11S1082","系统升级改造（见合同）经费来源平台建设","","",2,"",2400704,"角度量仪",12020222,109,201774,4,"2005-01-01","中国",156,"2004-09-07","",1,"","2004-09-07",1453,"上海森宝机电设备厂","2002-08-01","2004-01-01","B","","B",2,1,502]

{"sheet":"其中理学院大型仪器","index":6,"n_rows":35,"n_cols":45,"rows_kept":35,"flags":["formulas_cached_only"]}
["仪器编号","仪器名称","型号","规格","单价","领用人","存放地点","2016年使用机时","所属学院","学科专业","经手人","财务凭单","输入日期","入库时间","变动日期","单据号","备注","设备号","科研号","资产类别","存放地编号","国标分类号","国标分类名","分类号","使用单位号","附件总价","附件数量","保修期限","国别","国别码","财审核日期","财务审核人","初审","初审人","初审日期","人员编号","厂家","出厂日期","购置日期"]
["1614636N","激光显微拉曼光谱仪","雷尼绍inVia","785,633，532，325,244nm五个激光器",3270627,"赵震",{"$error":"#N/A"},null,"理学院","应用化学系","理学院","","2016-05-26","2016-06-30","1900-01-02","16002874","2016Z1243","","","02","","2400304","物理光学仪器","03040405","0604",0,0,"2013-08-31","英国","826","1900-01-02","","0","","1900-01-02","1899","英国雷尼绍有限公司","2012-08-31","2013-08-31","1","科学馆104室","D","2","1","0604"]
["1611527N","动态岩石强度评价系统","JHYL","JHYL",500000,"冷文秀",{"$error":"#N/A"},null,"理学院","物理系","石油工程","","2016-04-27","2016-05-06","1900-01-02","16001948","2016C0262","","","03","","2010699","其他输入输出设备","05010526","0202",0,0,"2017-04-22","中国","156","1900-01-02","","0","","1900-01-02","2344","荆州市现代石油科技发展有限公司","2016-04-22","2016-04-22","1","eee","2","2","1","0601"]
["1611526N","大位移井储层损害评价系统","JHMD-II","JHMD-II",600000,"冷文秀",{"$error":"#N/A"},null,"理学院","物理系","理学院","","2016-04-27","2016-05-06","1900-01-02","16001947","2016C0261","","","03","","2010699","其他输入输出设备","05010538","0202",0,0,"2017-04-22","中国","156","1900-01-02","","0","","1900-01-02","2344","荆州市现代石油科技发展有限公司","2016-04-22","2016-04-22","1","eee","2","2","1","0601"]
["1604145N","场发射扫描电镜","SU8010","SU8010",2487941.46,"焦淑静",{"$error":"#N/A"},null,"理学院","材料科学与工程系","焦淑静","","2016-03-24","2016-03-25","1900-01-02","16000883","2016Z0608","","","02","","2400306","电子光学及离子光学仪器","03040702","0608",0,0,"2016-01-06","日本","392","1900-01-02","","0","","1900-01-02","2019","日立","2015-01-06","2015-01-06","1","地质楼西侧附楼","4","2","1","0608"]
["1513646N","分子束外延系统","L型","长x宽x高：3x1x1.5",2946501,"相文峰","理学院A座106房间",null,"理学院","物理系","相文峰","","2015-11-26","2015-12-30","1900-01-02","15005644","2015Z3035","","","03","","3601499","其他核子及核辐射测量仪器","03210718","0609",0,0,"2012-03-22","荷兰","528","1900-01-02","","0","","1900-01-02","2403","荷兰Twents Solid State Technology BV","2010-03-22","2011-03-22","1","理学院A座106房间","1","1","1","0609"]
["1511947N","化学吸附仪","ASAP2020KM+C","ASAP2020KM+C",551491.43,"张瑛","理学院A座3-3",null,"理学院","材料科学与工程系","理学院","","2015-11-10","2015-12-17","1900-01-02","15005222","2015Z2664","","","02","","2400502","非金属材料试验机","03052007","0605",0,0,"2016-11-10","美国","840","1900-01-02","","0","","1900-01-02","2093","美国麦克","2015-09-24","2015-09-24","1","理学院A座3-3","2","2","1","0605"]
["1509917N","燃料电池测试系统","FCTs","1ch-pEm-100w",408808.76,"邱萍","沙河",null,"理学院","材料科学与工程系","理学院","","2015-10-22","2015-12-10","1900-01-02","15004916","2015Z2412李煜璟","","","02","","2410202","模拟式电压表","03190254","0605",0,0,"2014-12-05","美国","840","1900-01-02","","0","","1900-01-02","2012880050","arbin Corporation","2013-12-05","2013-12-05","1","沙河","2","2","1","0605"]
["1505352N","傅里叶变换红外光谱仪","TENSOR II","TENSOR II",792420.94,"叶海木","理学院A座3层339",null,"理学院","材料科学与工程系","理学院","","2015-06-15","2015-06-23","1900-01-02","15003136","2015Z1206","","","02","","2400304","物理光学仪器","03040404","0605",0,0,"2016-06-15","德国","276","1900-01-02","","0","","1900-01-02","2012880044","布鲁克科学仪器香港有限公司","2015-06-15","2015-06-15","1","理学院A座3层339","A","2","1","0605"]
["1501803N","离子减薄仪","EM RES102","601439",767626.08,"杨峰","地质楼一层西北角",null,"理学院","材料科学与工程系","理学院","","2015-05-22","2015-06-19","1900-01-02","15000959","2015Z0986","","","02","","2400699","其他试验仪器及装置","03061840","0608",0,0,"2015-03-10","德国","276","1900-01-02","","0","","1900-01-02","2429","德国徕卡公司","2015-02-10","2015-03-10","1","能源材料微结构实验室","B","2","1","0608"]
["1501047N","激光分子束外延设备","I型","*",536570,"赵昆","理学院A座一层楼道",null,"理学院","物理系","刘扬国","","2015-03-20","2015-03-20","1900-01-02","15000617","2015Z0433","","","03","","3601499","其他核子及核辐射测量仪器","03210718","0609",0,0,"2016-03-19","中国","156","1900-01-02","","0","","1900-01-02","2162","中科院物理所","1995-05-08","2015-03-19","1","理学院","6","2","2","0609"]
["1500745N","等离子放电烧结炉","SPS-211Lx","2.5m*1.5m*1.7m",612484.61,"郑树启",{"$error":"#N/A"},null,"理学院","材料科学与工程系","理学院","","2015-01-28","2015-01-28","1900-01-02","15000484","2015Z0314/","","","02","","2201201","工业电热设备（电炉）","04060308","0605",0,0,"2016-01-28","中国","156","1900-01-02","","0","","1900-01-02","2177","日本富士电波工机株式会所","2013-12-10","2013-12-10","1","理学院A座","1","2","1","0605"]
["1405227S","高密度等离子刻蚀机","ICP-98C","*",580000,"相文峰","理学院A座102",null,"理学院","物理系","相文峰","","2014-11-14","2014-11-14","1900-01-02","2014S1974","","","07674029","02","","2102002","真空应用设备","03060304","0609",0,0,"2015-10-01","中国","156","2014-12-31","","1","","2014-11-14","2403","中国科学院微电子研究所","2014-10-01","2014-10-01","1","","A","1","1","0609"]
["1403123S","付立叶红外光谱分析仪","iS-50","0.09",411363.32,"刘坚","理学院小平房107",null,"理学院","应用化学系","马红敏","","2014-09-22","2014-09-22","1900-01-02","2014S1415","","","06448413","02","","2400304","物理光学仪器","03040404","0604",0,0,"2015-09-01","美国","840","2014-12-31","","1","","2014-09-22","2308","Thermofisher","2014-09-01","2014-09-01","1","","1","1","1","0604"]
[20134134,"拉扭疲劳试验机","PLN-100","*",528000,"陈长风","邓庄",null,"理学院","材料科学与工程系","陈长风","","2013-04-28","2013-04-28","1900-01-02","2013S0703","","","03195621-2，39-42",2,"",2400501,"金属材料试验机",3050801,605,28000,1,"2014-04-01","中国",156,"2013-07-15","",1,"","2013-04-28",2004,"西安力创材料检测技术有限公司","2010-09-01","2013-04-01",1,"","D",2,1,605]
[20115516,"化学吸附分析仪","Autosorb-1C-TCD-MS","120cm*100cm*150cm",583578.2,"赵震","B座走廊",null,"理学院","应用化学系","周升","","2011-12-22","2011-12-22","1900-01-02","2011S2193","","","16357157","02","","2400502","非金属材料试验机","03052007","0302",4612,1,"2010-12-01","美国","840","2012-12-31","","1","","2011-12-22","1899","美国康塔仪器公司","2009-11-01","2009-12-01","1","","9","2","1","0302"]
[20115254,"光谱响应测试装置","DR800-CUP","*",783000,"吕志清","地质楼306",null,"理学院","理学院/物理实验教学中心","吕志清","","2011-12-21","2011-12-21","1900-01-02","2011S2166","","","05226222-228",2,"",2400304,"物理光学仪器",3041208,602,0,0,"2011-08-01","中国",156,"2011-12-21","",1,"","2011-12-21",2162,"北京卓立汉光仪器有限公司","2010-08-01","2010-08-01",1,"地306",2,2,1,602]
[20115236,"等离子清洗机",950,950,407122.62,"崔立山","地质楼一层西北角",null,"理学院","材料科学与工程系","焦淑静","","2011-12-26","2011-12-26","1900-01-02","2011S2195","","",15307910,2,"",2400699,"其他试验仪器及装置",3061899,608,0,0,"2011-12-01","美国",840,"2011-12-26","",1,"","2011-12-26",1395,"Gatan","2010-12-01","2010-12-01",1,"","F",2,1,608]
[20115141,"太赫兹时域光谱系统","Z-2","*",1013239.44,"宝日玛","理学楼A104",null,"理学院","物理系","李涛","","2011-12-21","2011-12-21","1900-01-02","2011S2169","","",10375758,2,"",2400304,"物理光学仪器",3040404,609,0,0,"2012-01-01","美国",840,"2011-12-21","",1,"","2011-12-21",2162,"Zomega Terahertz Corporation","2010-04-01","2011-01-01",1,"理A104","D",2,1,609]
[20115137,"钛蓝宝石飞秒激光器系统","Mai Tai BB990","*",773841.51,"宝日玛","理学楼A104",null,"理学院","物理系","李俊毅","","2011-12-21","2011-12-21","1900-01-02","2011S2170","","",19918593,2,"",2400304,"物理光学仪器",3040900,609,0,0,"2011-10-01","美国",840,"2013-12-31","",1,"","2011-12-21",2162,"美国理波公司","2010-03-01","2010-10-01",1,"理A104","D",2,1,609]
[20114138,"X射线衍射仪","D8 Focus","D8 Focus",777260.34,"崔立山","地质楼一层西北角",null,"理学院","材料科学与工程系","焦淑静","","2011-10-21","2011-10-21","1900-01-02","2011S1584","","",10375790,2,"",2400405,"射线式分析仪器",3030502,608,16000,1,"2012-07-01","德国",276,"2011-10-21","",1,"","2011-10-21",1395,"布鲁克","2011-07-01","2011-07-01",1,"","D",2,1,608]
[20102140,"超薄切片机","EMUC 6","EMUC 6",995822.34,"周琼","地质楼一层西北角",null,"理学院","材料科学与工程系","焦淑静","","2010-11-04","2010-11-04","1900-01-02","2010S1245","","",19722490,2,"",2400699,"其他试验仪器及装置",3061814,607,0,0,"2009-12-01","德国",276,"2010-11-04","",1,"","2010-11-04",2176,"莱卡","2008-06-01","2008-12-01",1,"","F",1,1,607]
[20102132,"透射式电子显微镜","JEOL-2100","200KV",2370196.71,"崔立山","地质楼一层西北角",null,"理学院","材料科学与工程系","焦淑静","","2010-12-07","2010-12-07","1900-01-02","2010S1506","","",19722486,2,"",2400306,"电子光学及离子光学仪器",3040701,608,209579.23,2,"2009-07-01","日本",392,"2013-12-31","",1,"","2010-12-07",1395,"日本电子","2008-07-01","2008-07-01",1,"","F",2,1,608]
[20101316,"扫描探针显微镜","*","*",1238943.6,"陈长风","地质楼一层西北角",null,"理学院","材料科学与工程系","张婷","","2010-06-02","2010-06-02","1900-01-02","2010S0514","","",19722485,2,"",2400301,"显微镜",3040155,308,75491,1,"2010-12-01","美国",840,"2013-12-31","",1,"","2010-06-02",2004,"美国Veeco Instruments Company","2009-12-01","2009-12-01","B","","D",2,1,605]
[20101312,"慢速率腐蚀试验系统",35006,"22Mpa 250℃",1437788.69,"陈长风","邓庄",null,"理学院","材料科学与工程系","张婷","","2010-06-02","2010-06-02","2011-11-10","2010S0513","","",19722487,2,"",2400603,"试验箱及气候环境试验设备",3061100,308,93843.37,6,"2010-12-01","美国",840,"2013-12-31","",1,"","2010-06-02",2004,"美国热电监测分析技术公司","2009-12-01","2009-12-01","B","","D",2,1,605]
[20100789,"透射电镜样品前制备系统",691,691,708586.51,"杨峰","地质楼一层西北角",null,"理学院","材料科学与工程系","焦淑静","","2010-04-15","2010-04-15","2013-04-12","2010S0272","","",13996102,2,"",2400699,"其他试验仪器及装置",3061800,402,0,0,"2010-08-01","中国",156,"2010-04-15","",1,"","2010-04-15",2019,"Gatan","2009-08-01","2009-08-01","B","地质楼西边小楼","F",2,1,608]
[20100787,"透射电镜特殊成像系统",832,894,596400,"杨峰","地质楼一层西北角",null,"理学院","材料科学与工程系","焦淑静","","2010-04-15","2010-04-15","2013-04-12","2010S0270","","",13996102,2,"",2020400,"照相机及器材",3170300,402,0,0,"2010-08-01","美国",840,"2010-04-15","",1,"","2010-04-15",2019,"Gatan","2009-08-01","2009-08-01","B","地质楼西边小楼","F",2,1,608]
[20100786,"透射电镜特殊成像系统",894,894,690000,"姜大强","地质楼一层西北角",null,"理学院","材料科学与工程系","焦淑静","","2010-04-15","2010-04-15","2013-04-12","2010S0269","","",13996102,2,"",2020400,"照相机及器材",3170300,402,0,0,"2010-08-01","美国",840,"2010-04-15","",1,"","2010-04-15",2019,"Gatan","2009-08-01","2009-08-01","B","地质楼西边小楼","F",2,1,608]
[20100784,"能谱波普EBSD三元一体化系统","Trident XM4","Trident XM4",1602282,"焦淑静","地质楼一层西北角",null,"理学院","材料科学与工程系","焦淑静","","2010-04-15","2010-04-15","2013-04-12","2010S0267","","",19722488,2,"",2400499,"其他分析仪器",3030708,402,0,0,"2010-07-01","美国",840,"2010-04-15","",1,"","2010-04-15",2019,"DEAX","2009-07-01","2009-07-01","B","","F",2,1,608]
[20100782,"场发射透射电子显微镜","Tecnai G2 F20","Tecnai G2 F20",5240474.6,"姜大强","地质楼一层西北角",null,"理学院","材料科学与工程系","焦淑静","","2010-04-15","2010-04-15","2013-04-12","2010S0266","","",17739776,2,"",2400306,"电子光学及离子光学仪器",3040701,402,0,0,"2010-11-01","荷兰",528,"2010-04-15","",1,"","2010-04-15",2019,"FEI","2009-11-01","2009-11-01","B","地质楼西边小楼","F",2,1,608]
[20100781,"场发射扫描式电子显微镜","Quanta 200 F","Quanta 200 F",2239738.05,"焦淑静","地质楼一层西北角",null,"理学院","材料科学与工程系","焦淑静","","2010-04-15","2010-04-15","2013-04-12","2010S0265","","",17739776,2,"",2400306,"电子光学及离子光学仪器",3040702,402,136538.05,2,"2010-06-01","荷兰",528,"2014-06-01","",1,"","2010-04-15",2019,"FEI","2009-06-01","2009-06-01","B","","F",2,1,608]
[20093128,"转矩流变仪","lab - station","*",672267.46,"周琼","邓庄",null,"理学院","材料科学与工程系","丛川波","","2009-12-10","2009-12-10","1900-01-02","2009S1376","","",4651345,2,"",2400502,"非金属材料试验机",3052207,308,0,0,"2010-05-01","德国",276,"2009-12-10","",1,"","2009-12-10",2176,"Brabender GMBH & CO.KG","2009-05-01","2009-05-01","B","","D",2,1,605]
[20093013,"分析热重仪","versa therm hm tga","100g",443092.58,"蒋小华","地质楼一层西北角",null,"理学院","材料科学与工程系","张婷","","2009-11-26","2009-11-26","2014-10-16","2009S1284","原领用人郑雁军","",6116391,2,"",2400403,"热学式分析仪器",3030247,308,0,0,"2010-11-01","美国",840,"2009-11-26","",1,"","2009-11-26",2277,"thermo electron corporation","2009-11-01","2009-11-01","B","","D",2,1,605]
[20083062,"高压反应釜","TFCZ3-25/250","*",556820,"陈长风","邓庄",null,"理学院","材料科学与工程系","张婷","","2008-12-17","2008-12-17","1900-01-02","2008S1397 1399"," 升级(科研费)","","00047374 5 3 0159513",2,"",2400699,"其他试验仪器及装置",3061300,308,0,0,"2008-12-01","中国",156,"2008-12-17","",1,"","2008-12-17",2004,"大连科贸实验设备有限公司","2007-12-01","2007-12-01","B","","D",2,1,605]
[20032738,"红外光谱仪","FT-3000","*",404550,"赵震","B座走廊",null,"理学院","应用化学系","赵震","","2003-12-19","2003-12-19","1900-01-02","2003S653","","","","02","","2400304","物理光学仪器","03040404","0402",0,0,"2004-12-01","美国","840","2003-12-19","","1","","2003-12-19","1899","无","2003-09-01","2003-12-01","B","","D","2","1","0302"]

{"sheet":"其中采收率大型仪器","index":7,"n_rows":9,"n_cols":39,"rows_kept":9,"flags":["formulas_cached_only"]}
["仪器编号","仪器名称","型号","规格","单价","领用人","存放地点","2016年使用机时","所属学院","学科专业","经手人","财务凭单","输入日期","入库时间","变动日期","单据号","备注","设备号","科研号","资产类别","存放地编号","国标分类号","国标分类名","分类号","使用单位号","附件总价","附件数量","保修期限","国别","国别码","财审核日期","财务审核人","初审","初审人","初审日期","人员编号","厂家","出厂日期","购置日期"]
["1623442N","井筒模拟装置","*","*",890000,"郭继香",{"$error":"#N/A"},null,"提高采收率研究院","提高采收率研究院","采收率","","2016-12-13","2016-12-26","1900-01-02","16005692","2016C1036","","","03","","3600299","其他地质勘探、钻采及人工地震仪器","03110000","2102",0,0,"2017-11-03","中国","156","1900-01-02","","0","","1900-01-02","2038","海安县石油科研仪器有限公司","2016-10-20","2016-11-03"]
["1617222N","高温高压三维渗流模型系统","定制","渗流三维模型/油藏高压五行分析装置",700000,"彭勃",{"$error":"#N/A"},null,"提高采收率研究院","提高采收率研究院","采收率","","2016-07-18","2016-10-14","1900-01-02","16003780","2016Z1920","","","04","","4020299","其他模型","09020430","2102",0,0,"2016-12-28","中国","156","1900-01-02","","0","","1900-01-02","1402","北京永瑞达科贸有限公司","2015-12-28","2015-12-28"]
["1610985N","多重光散射仪","LAB-expert","LAB-expert",532144.83,"侯吉瑞",{"$error":"#N/A"},null,"提高采收率研究院","提高采收率研究院","采收率","","2016-04-13","2016-04-19","1900-01-02","16001743","2016C0182","","","02","","2400304","物理光学仪器","03040465","2102",0,0,"2016-12-13","法国","250","1900-01-02","","0","","1900-01-02","1756","Formulaction","2015-12-13","2015-12-13"]
["1403527S","旋转流变仪","MARSIII","MARSIII",450000,"郭继香","提采楼301",null,"提高采收率研究院","提高采收率研究院","陈阳阳","","2014-09-30","2014-09-30","1900-01-02","2014S1579","","","13190107","02","","2400502","非金属材料试验机","03052207","2102",0,0,"2015-07-01","德国","276","2014-12-31","","1","","2014-09-30","2038","德国 哈克","2014-07-01","2014-07-01"]
[20104262,"超高压流体PVT分析仪","*","PVT240/1500FV  IFT1000",3974967.73,"林梅钦","提采楼206",null,"提高采收率研究院","提高采收率研究院","林梅钦","","2010-12-23","2010-12-23","1900-01-02","2010S1729","","","12066347","03","","3601315","数学用化学分析及化工仪器","03141083","2102",49900,1,"2011-12-01","法国","250","2012-12-31","","1","","2010-12-23","0819","SANCHEZ TECHNOLOGIES公司","2010-12-01","2010-12-01"]
[20092162,"界面流变仪","MCR301","MCR301",507595.77,"林梅钦","提采楼204",null,"提高采收率研究院","提高采收率研究院","林梅钦","","2009-10-10","2009-10-10","1900-01-02","2009S1015","","","04651346","02","","2400502","非金属材料试验机","03052207","4002",65178,3,"2010-09-01","奥地利","040","2009-10-10","","1","","2009-10-10","0819","Anton Paar GmbH","2009-09-01","2009-09-01"]
[20050676,"岩心压制机","Y79500","*",472000,"李宜强","提采楼103",null,"提高采收率研究院","提高采收率研究院","赵凤兰","","2005-05-27","2005-05-27","2013-12-31","2005S0287","原领用人赵凤兰变更为李宜强2013.12.31","","","03","","3600299","其他地质勘探、钻采及人工地震仪器","03220000","020B",8000,8,"2006-01-01","中国","156","2005-05-27","","1","","2005-05-27","2382","济南二机厂","2005-01-01","2005-01-01"]
[20042489,"流变仪","RS600","*",445140.76,"林梅钦","提采楼203",null,"提高采收率研究院","提高采收率研究院","林梅钦","","2004-12-23","2004-12-23","1900-01-02","2004S804","侯吉瑞","","","02","","2400502","非金属材料试验机","03052207","020B",0,0,"2005-11-01","德国","276","2004-12-23","","1","","2004-12-23","0819","HAAKE公司","2004-09-01","2004-11-01"]

{"sheet":"其中新能源大型仪器","index":8,"n_rows":10,"n_cols":39,"rows_kept":10,"flags":["formulas_cached_only"]}
["仪器编号","仪器名称","型号","规格","单价","领用人","存放地点","2016年使用机时","所属学院","学科专业","经手人","财务凭单","输入日期","入库时间","变动日期","单据号","备注","设备号","科研号","资产类别","存放地编号","国标分类号","国标分类名","分类号","使用单位号","附件总价","附件数量","保修期限","国别","国别码","财审核日期","财务审核人","初审","初审人","初审日期","人员编号","厂家","出厂日期","购置日期"]
["1631220N","颗粒分析拉曼光谱仪","LabRAM HR Evolution","LabRAM HR Evolution",1442000,"孙晖",{"$error":"#N/A"},null,"新能源研究院","新能源研究院","新能源","","2016-12-27","2016-12-28","1900-01-02","16006786","2016C1184","","","02","","2400601","分析天平及专用天平","03060118","80",0,0,"2017-08-31","中国","156","1900-01-02","","0","","1900-01-02","2013880072","HORIBA","2016-05-01","2016-08-31"]
["1631202N","同步热分析仪","TGA/DSC 3+","TGA/DSC 3+",486798.17,"李然家",{"$error":"#N/A"},null,"新能源研究院","新能源研究院","新能源","","2016-12-27","2016-12-28","1900-01-02","16006778","2016C1181","","","02","","2400403","热学式分析仪器","03030226","80",0,0,"2017-12-27","瑞士","756","1900-01-02","","0","","1900-01-02","1813","梅特勒-托利多国际贸易（上海）有限公司","2016-12-27","2016-12-27"]
["1617106N","气相色谱质谱联用仪","5977A","台",570000,"李江",{"$error":"#N/A"},null,"新能源研究院","新能源研究院","新能源","","2016-07-08","2016-07-08","1900-01-02","16003750","2016Z1916","","","02","","2400408","色谱仪","03030706","80",0,0,"2017-07-08","美国","840","1900-01-02","","0","","1900-01-02","2014880017","安捷伦技术科技有限公司","2016-06-12","2016-06-12"]
["1617105N","气相色谱质谱联用仪","5977A","台",580000,"李江",{"$error":"#N/A"},null,"新能源研究院","新能源研究院","新能源","","2016-07-08","2016-07-08","1900-01-02","16003749","2016Z1915","","","02","","2400408","色谱仪","03030706","80",0,0,"2019-07-01","美国","840","1900-01-02","","0","","1900-01-02","2014880017","安捷伦技术科技有限公司","2016-06-12","2016-06-12"]
["1613774N","扫描探针显微镜","Dimension ICON","Dimension ICON",1273186.79,"徐泉",{"$error":"#N/A"},null,"新能源研究院","新能源研究院","新能源","","2016-05-23","2016-06-30","1900-01-02","16002718","2016Z1124","","","02","","2400306","电子光学及离子光学仪器","03040702","80",0,0,"2016-11-30","美国","840","1900-01-02","","0","","1900-01-02","2014880008","BRUKER","2015-11-30","2015-11-30"]
["1613422N","高精度电化学阻抗测试系统","1287A恒电位/恒电流仪","1287A",494744.38,"班帅",{"$error":"#N/A"},null,"新能源研究院","新能源研究院","新能源","","2016-05-26","2016-06-30","1900-01-02","16002406","2016Z1242","","","02","","2400401","电化学分析仪器","03030131","80",0,0,"2017-05-13","中国","156","1900-01-02","","0","","1900-01-02","2014880001","北京竹远科创科技有限公司","2015-03-13","2015-03-13"]
["1512561N","多面手型中文滴定仪","T70","17通道",410814.63,"江皓","新能源沙河实验室",null,"新能源研究院","新能源研究院","新能源","","2015-12-04","2015-12-30","1900-01-02","15005393","2015Z3195","","","02","","2400499","其他分析仪器","03031222","80",0,0,"2016-11-17","瑞士","756","1900-01-02","","0","","1900-01-02","2440","梅特勒集团公司","2015-11-09","2015-11-09"]
[20104370,"激光共聚焦扫描仪","MSI710","*",442152,"傅鹏程","化工楼A420",null,"新能源研究院","新能源研究院","吕静","","2010-12-14","2010-12-14","1900-01-02","2010S1590","","","14005699","02","","2400499","其他分析仪器","03030900","0310",0,0,"2011-12-01","法国","250","2010-12-14","","1","","2010-12-14","","INNOPSYS/法国","2010-12-01","2010-12-01"]
[20104129,"沼气转化制合成气装置","装置","装置",585000,"周广林",{"$error":"#N/A"},null,"新能源研究院","新能源研究院","周广林","","2010-11-30","2010-11-30","1900-01-02","2010S1454","","","06260818","02","","2100103","气体燃料内燃机","04080107","0310",35000,3,"2010-11-01","中国","156","2012-12-31","","1","","2010-11-30","2398","北京惠尔三吉绿色化学科技有限公司","2009-11-01","2009-11-01"]

{"sheet":"其中非常规大型仪器","index":9,"n_rows":1,"n_cols":38,"rows_kept":1,"flags":["formulas_cached_only"]}
["仪器编号","仪器名称","型号","规格","单价","领用人","2015年使用机时","所属学院","学科专业","经手人","财务凭单","输入日期","入库时间","变动日期","单据号","备注","设备号","科研号","资产类别","存放地编号","国标分类号","国标分类名","分类号","使用单位号","附件总价","附件数量","保修期限","国别","国别码","财审核日期","财务审核人","初审","初审人","初审日期","人员编号","厂家","出厂日期","购置日期"]

{"sheet":"其中能源战略大型仪器","index":10,"n_rows":2,"n_cols":39,"rows_kept":2,"flags":["formulas_cached_only"]}
["仪器编号","仪器名称","型号","规格","单价","领用人","存放地点","2016年使用机时","所属学院","学科专业","经手人","财务凭单","输入日期","入库时间","变动日期","单据号","备注","设备号","科研号","资产类别","存放地编号","国标分类号","国标分类名","分类号","使用单位号","附件总价","附件数量","保修期限","国别","国别码","财审核日期","财务审核人","初审","初审人","初审日期","人员编号","厂家","出厂日期","购置日期"]
["1619887N","SAS统计分析软件","SAS v9.4","V9.4 5年许可",450000,"刘明明",null,null,"中国能源战略研究院","中国能源战略研究院","商学院","","2016-12-26","2016-12-26","1900-01-02","16004457","2016Z3729/软件","","","02","","2010903","应用软件","05715500","0702",0,0,"2017-09-28","中国","156","1900-01-02","","0","","1900-01-02","2014880026","上海卡贝信息技术有限公司","2016-09-22","2016-09-22"]

{"sheet":"其中海工研究院大型仪器","index":11,"n_rows":3,"n_cols":45,"rows_kept":3,"flags":["formulas_cached_only"]}
["仪器编号","仪器名称","型号","规格","单价","领用人","存放地点","2016年使用机时","所属学院","学科专业","经手人","财务凭单","输入日期","入库时间","变动日期","单据号","备注","设备号","科研号","资产类别","存放地编号","国标分类号","国标分类名","分类号","使用单位号","附件总价","附件数量","保修期限","国别","国别码","财审核日期","财务审核人","初审","初审人","初审日期","人员编号","厂家","出厂日期","购置日期"]
[20139490,"注热井口套管头室内试验装置","HKR80-35","*",465000,"杨进",null,null,"海洋工程研究院","海洋工程研究院","李佳","","2013-11-18","2013-11-18","1900-01-02","2013S2325重大专项","","","06560483","03","","3010901","液压支架","04340207","0207",0,0,"2014-05-01","中国","156","2013-12-31","","1","","2013-11-18","0516","上海神开石油设备有限公司","2013-05-01","2013-05-01","1","","2","2","1","0207"]
[20139489,"注热井口套管头现场试验装置","2FZ28-351B","*",580000,"杨进",null,null,"海洋工程研究院","海洋工程研究院","李佳","","2013-11-18","2013-11-18","1900-01-02","2013S2324重大专项","","","02092908-12"]